## Tabelle1
Order number | Group | short description | long description | ETIM_7 | Order number | Producer | Width (mm) | Height (mm) | Depth (mm) | Weight/PU (kg) | Dimensions mounting plate (mm) | Montageplatte Breite | Montageplatte Höhe | Volume (cdm) | Price date | Price PU | PU | Type of PU | EAN | PU EDI | Copper weight per piece | Copper weight per PU | Copper base value | Custom tariff number
1001600 | AE | AE Compact enclosure, WHD: 200x300x210 mm, Stainless steel 1.4301 | AE Compact enclosure, WHD: 200x300x120 mm, Stainless steel 1.4301, with mounting plate, single-door, with one cam lock | EC000261 | 1001600 | Rittal | 200 | 300 | 120 | 3.6 | 162 x 275 | 162 | 275 | 8.395 | 2021-05-01 | 119.2 | 1 | piece(s) | 4028177583931 | PCE |  |  |  | 94032080
1002500 | AE | AE Compact enclosure, WHD: 200x300x155 mm, Stainless steel 1.4404 | AE Compact enclosure, WHD: 200x300x155 mm, Stainless steel 1.4404, with mounting plate, single-door, with one cam lock | EC000261 | 1002500 | Rittal | 200 | 300 | 155 | 4.1 | 162 x 275 | 162 | 275 | 11.315 | 2021-05-01 | 219.8 | 1 | piece(s) | 4028177421257 | PCE |  |  |  | 94032080
1002600 | AE | AE Compact enclosure, WHD: 200x300x155 mm, Stainless steel 1.4301 | AE Compact enclosure, WHD: 200x300x155 mm, Stainless steel 1.4301, with mounting plate, single-door, with one cam lock | EC000261 | 1002600 | Rittal | 200 | 300 | 155 | 4.1 | 162 x 275 | 162 | 275 | 11.283 | 2021-05-01 | 135.3 | 1 | piece(s) | 4028177000056 | PCE |  |  |  | 94032080
1003000 | AX | AX Compact enclosure, WHD: 300x300x210 mm, stainless steel 1.4301 | AX Compact enclosure, WHD: 300x300x210 mm, stainless steel 1.4301, with mounting plate, single-door, with one cam lock | EC000261 | 1003000 | Rittal | 300 | 300 | 210 | 6.9 | 250 x 275 | 250 | 275 | 23.064 | 2021-05-01 | 148.5 | 1 | piece(s) | 4028177815063 | PCE |  |  |  | 94032080
1003600 | AE | AE Compact enclosure, WHD: 300x300x210 mm, Stainless steel 1.4301 | AE Compact enclosure, WHD: 300x300x210 mm, stainless steel 1.4301, with mounting plate, single-door, with one cam lock | EC000261 | 1003600 | Rittal | 300 | 300 | 210 | 6.9 | 254 x 275 | 254 | 275 | 21.772 | 2021-05-01 | 148.5 | 1 | piece(s) | 4028177583924 | PCE |  |  |  | 94032080
1004600 | AE | AE Compact enclosure, WHD: 380x300x155 mm, Stainless steel 1.4301 | AE Compact enclosure, WHD: 380x300x155 mm, Stainless steel 1.4301, with mounting plate, single-door, with one cam lock | EC000261 | 1004600 | Rittal | 380 | 300 | 155 | 7.4 | 334 x 275 | 334 | 275 | 20.672 | 2021-05-01 | 156.8 | 1 | piece(s) | 4028177000100 | PCE |  |  |  | 94032080
1005000 | AX | AX Compact enclosure, WHD: 300x380x210 mm, stainless steel 1.4301 | AX Compact enclosure, WHD: 300x380x210 mm, stainless steel 1.4301, with mounting plate, single-door, with one cam lock | EC000261 | 1005000 | Rittal | 300 | 380 | 210 | 8.4 | 250 x 355 | 250 | 355 | 29.016 | 2021-05-01 | 166.2 | 1 | piece(s) | 4028177814943 | PCE |  |  |  | 94032080
1005500 | AE | AE Compact enclosure, WHD: 300x380x210 mm, Stainless steel 1.4404 | AE Compact enclosure, WHD: 300x380x210 mm, Stainless steel 1.4404, with mounting plate, single-door, with one cam lock | EC000261 | 1005500 | Rittal | 300 | 380 | 210 | 8.4 | 275 x 334 | 275 | 334 | 27.36 | 2021-05-01 | 292 | 1 | piece(s) | 4028177421271 | PCE |  |  |  | 94032080
1005600 | AE | AE Compact enclosure, WHD: 300x380x210 mm, Stainless steel 1.4301 | AE Compact enclosure, WHD: 300x380x210 mm, Stainless steel 1.4301, with mounting plate, single-door, with one cam lock | EC000261 | 1005600 | Rittal | 300 | 380 | 210 | 8.4 | 275 x 334 | 275 | 334 | 27.016 | 2021-05-01 | 166.2 | 1 | piece(s) | 4028177000148 | PCE |  |  |  | 94032080
1006000 | AX | AX Compact enclosure, WHD: 380x380x210 mm, stainless steel 1.4301 | AX Compact enclosure, WHD: 380x380x210 mm, stainless steel 1.4301, with mounting plate, single-door, with one cam lock | EC000261 | 1006000 | Rittal | 380 | 380 | 210 | 9.8 | 330 x 355 | 330 | 355 | 36.504 | 2021-05-01 | 183.3 | 1 | piece(s) | 4028177814950 | PCE |  |  |  | 94032080
1006500 | AE | AE Compact enclosure, WHD: 380x380x210 mm, Stainless steel 1.4404 | AE Compact enclosure, WHD: 380x380x210 mm, Stainless steel 1.4404, with mounting plate, single-door, with one cam lock | EC000261 | 1006500 | Rittal | 380 | 380 | 210 | 9.8 | 334 x 355 | 334 | 355 | 35.63 | 2021-05-01 | 299 | 1 | piece(s) | 4028177421288 | PCE |  |  |  | 94032080
1006600 | AE | AE Compact enclosure, WHD: 380x380x210 mm, Stainless steel 1.4301 | AE Compact enclosure, WHD: 380x380x210 mm, Stainless steel 1.4301, with mounting plate, single-door, with one cam lock | EC000261 | 1006600 | Rittal | 380 | 380 | 210 | 9.8 | 334 x 355 | 334 | 355 | 34.788 | 2021-05-01 | 183.3 | 1 | piece(s) | 4028177000193 | PCE |  |  |  | 94032080
1007000 | AX | AX Compact enclosure, WHD: 500x500x210 mm, stainless steel 1.4301 | AX Compact enclosure, WHD: 500x500x210 mm, stainless steel 1.4301, with mounting plate, single-door, with two cam locks | EC000261 | 1007000 | Rittal | 500 | 500 | 210 | 15.7 | 450 x 475 | 450 | 475 | 62.424 | 2021-05-01 | 240.4 | 1 | piece(s) | 4028177814967 | PCE |  |  |  | 94032080
1007600 | AE | AE Compact enclosure, WHD: 500x500x210 mm, Stainless steel 1.4301 | AE Compact enclosure, WHD: 500x500x210 mm, Stainless steel 1.4301, with mounting plate, single-door, with two cam locks | EC000261 | 1007600 | Rittal | 500 | 500 | 210 | 15.7 | 449 x 470 | 449 | 470 | 60.228 | 2021-05-01 | 240.4 | 1 | piece(s) | 4028177000254 | PCE |  |  |  | 94032080
1008000 | AX | AX Compact enclosure, WHD: 380x600x210 mm, stainless steel 1.4301 | AX Compact enclosure, WHD: 380x600x210 mm, stainless steel 1.4301, with mounting plate, single-door, with two cam locks | EC000261 | 1008000 | Rittal | 380 | 600 | 210 | 15.1 | 330 x 575 | 330 | 575 | 57.096 | 2021-05-01 | 228.5 | 1 | piece(s) | 4028177814974 | PCE |  |  |  | 94032080
1008600 | AE | AE Compact enclosure, WHD: 380x600x210 mm, Stainless steel 1.4301 | AE Compact enclosure, WHD: 380x600x210 mm, Stainless steel 1.4301, with mounting plate, single-door, with two cam locks | EC000261 | 1008600 | Rittal | 380 | 600 | 210 | 15.1 | 334 x 570 | 334 | 570 | 54.883 | 2021-05-01 | 228.5 | 1 | piece(s) | 4028177000315 | PCE |  |  |  | 94032080
1009000 | AX | AX Compact enclosure, WHD: 600x380x210 mm, stainless steel 1.4301 | AX Compact enclosure, WHD: 600x380x210 mm, stainless steel 1.4301, with mounting plate, single-door, with one cam lock | EC000261 | 1009000 | Rittal | 600 | 380 | 210 | 14.6 | 550 x 355 | 550 | 355 | 57.096 | 2021-05-01 | 228.5 | 1 | piece(s) | 4028177814981 | PCE |  |  |  | 94032080
1009600 | AE | AE Compact enclosure, WHD: 600x380x210 mm, Stainless steel 1.4301 | AE Compact enclosure, WHD: 600x380x210 mm, Stainless steel 1.4301, with mounting plate, single-door, with one cam lock | EC000261 | 1009600 | Rittal | 600 | 380 | 210 | 14.6 | 549 x 355 | 549 | 355 | 53.987 | 2021-05-01 | 228.5 | 1 | piece(s) | 4028177000360 | PCE |  |  |  | 94032080
1010000 | AX | AX Compact enclosure, WHD: 600x600x210 mm, stainless steel 1.4301 | AX Compact enclosure, WHD: 600x600x210 mm, stainless steel 1.4301, with mounting plate, single-door, with two cam locks | EC000261 | 1010000 | Rittal | 600 | 600 | 210 | 23.5 | 550 x 575 | 550 | 575 | 89.304 | 2021-05-01 | 294 | 1 | piece(s) | 4028177814998 | PCE |  |  |  | 94032080
1010500 | AE | AE Compact enclosure, WHD: 600x600x210 mm, Stainless steel 1.4404 | AE Compact enclosure, WHD: 600x600x210 mm, Stainless steel 1.4404, with mounting plate, single-door, with two cam locks | EC000261 | 1010500 | Rittal | 600 | 600 | 210 | 23.5 | 549 x 570 | 549 | 570 | 85.781 | 2021-05-01 | 504 | 1 | piece(s) | 4028177421325 | PCE |  |  |  | 94032080
1010600 | AE | AE Compact enclosure, WHD: 600x600x210 mm, Stainless steel 1.4301 | AE Compact enclosure, WHD: 600x600x210 mm, Stainless steel 1.4301, with mounting plate, single-door, with two cam locks | EC000261 | 1010600 | Rittal | 600 | 600 | 210 | 23.5 | 549 x 570 | 549 | 570 | 86.986 | 2021-05-01 | 294 | 1 | piece(s) | 4028177000438 | PCE |  |  |  | 94032080
1011000 | AX | AX Compact enclosure, WHD: 380x300x210 mm, stainless steel 1.4301 | AX Compact enclosure, WHD: 380x300x210 mm, stainless steel 1.4301, with mounting plate, single-door, with one cam locks | EC000261 | 1011000 | Rittal | 380 | 300 | 210 | 8.4 | 330 x 275 | 330 | 275 | 29.016 | 2021-05-01 | 163.5 | 1 | piece(s) | 4028177815117 | PCE |  |  |  | 94032080
1011600 | AE | AE Compact enclosure, WHD: 380x300x210 mm, Stainless steel 1.4301 | AE Compact enclosure, WHD: 380x300x210 mm, Stainless steel 1.4301, with mounting plate, single-door, with two cam locks | EC000261 | 1011600 | Rittal | 380 | 300 | 210 | 8.4 | 334 x 275 | 334 | 275 | 27.113 | 2021-05-01 | 163.5 | 1 | piece(s) | 4028177532328 | PCE |  |  |  | 94032080
1012000 | AX | AX Compact enclosure, WHD: 600x760x210 mm, stainless steel 1.4301 | AX Compact enclosure, WHD: 600x760x210 mm, stainless steel 1.4301, with mounting plate, single-door, with two cam locks | EC000261 | 1012000 | Rittal | 600 | 760 | 210 | 30.2 | 550 x 735 | 550 | 735 | 112.728 | 2021-05-01 | 339 | 1 | piece(s) | 4028177815001 | PCE |  |  |  | 94032080
1012600 | AE | AE Compact enclosure, WHD: 600x760x210 mm, Stainless steel 1.4301 | AE Compact enclosure, WHD: 600x760x210 mm, Stainless steel 1.4301, with mounting plate, single-door, with two cam locks | EC000261 | 1012600 | Rittal | 600 | 760 | 210 | 30.2 | 549 x 730 | 549 | 730 | 110.152 | 2021-05-01 | 339 | 1 | piece(s) | 4028177000476 | PCE |  |  |  | 94032080
1013000 | AX | AX Compact enclosure, WHD: 500x500x300 mm, stainless steel 1.4301 | AX Compact enclosure, WHD: 500x500x300 mm, stainless steel 1.4301, with mounting plate, single-door, with two cam locks | EC000261 | 1013000 | Rittal | 500 | 500 | 300 | 18.4 | 450 x 475 | 450 | 475 | 85.833 | 2021-05-01 | 283 | 1 | piece(s) | 4028177815131 | PCE |  |  |  | 94032080
1013600 | AE | AE Compact enclosure, WHD: 500x500x300 mm, Stainless steel 1.4301 | AE Compact enclosure, WHD: 500x500x300 mm, Stainless steel 1.4301, with mounting plate, single-door, with two cam locks | EC000261 | 1013600 | Rittal | 500 | 500 | 300 | 18.4 | 449 x 470 | 449 | 470 | 85.68 | 2021-05-01 | 283 | 1 | piece(s) | 4028177244306 | PCE |  |  |  | 94032080
1014000 | AX | AX Compact enclosure, WHD: 760x760x300 mm, stainless steel 1.4301 | AX Compact enclosure, WHD: 760x760x300 mm, stainless steel 1.4301, with mounting plate, single-door, with two cam locks | EC000261 | 1014000 | Rittal | 760 | 760 | 300 | 42.5 | 705 x 735 | 705 | 735 | 204.551 | 2021-05-01 | 489 | 1 | piece(s) | 4028177815018 | PCE |  |  |  | 94032080
1014600 | AE | AE Compact enclosure, WHD: 760x760x300 mm, Stainless steel 1.4301 | AE Compact enclosure, WHD: 760x760x300 mm, Stainless steel 1.4301, with mounting plate, single-door, with two cam locks | EC000261 | 1014600 | Rittal | 760 | 760 | 300 | 42.5 | 704 x 730 | 704 | 730 | 187.727 | 2021-05-01 | 489 | 1 | piece(s) | 4028177000520 | PCE |  |  |  | 94032080
1015000 | AX | AX Compact enclosure, WHD: 400x500x210 mm, stainless steel 1.4301 | AX Compact enclosure, WHD: 400x500x210 mm, stainless steel 1.4301, with mounting plate, single-door, with two cam locks | EC000261 | 1015000 | Rittal | 400 | 500 | 210 | 12.9 | 350 x 475 | 350 | 475 | 50.184 | 2021-05-01 | 219.7 | 1 | piece(s) | 4028177815124 | PCE |  |  |  | 94032080
1015600 | AE | AE Compact enclosure, WHD: 400x500x210 mm, Stainless steel 1.4301 | AE Compact enclosure, WHD: 400x500x210 mm, Stainless steel 1.4301, with mounting plate, single-door, with two cam locks | EC000261 | 1015600 | Rittal | 400 | 500 | 210 | 12.9 | 354 x 475 | 354 | 475 | 49.077 | 2021-05-01 | 219.7 | 1 | piece(s) | 4028177583917 | PCE |  |  |  | 94032080
1016000 | AX | AX Compact enclosure, WHD: 800x1000x300 mm, stainless steel 1.4301 | AX Compact enclosure, WHD: 800x1000x300 mm, stainless steel 1.4301, with mounting plate, single-door, with two cam locks | EC000261 | 1016000 | Rittal | 800 | 1000 | 300 | 52.9 | 745 x 975 | 745 | 975 | 282.245 | 2021-05-01 | 564 | 1 | piece(s) | 4028177815025 | PCE |  |  |  | 94032080
1016600 | AE | AE Compact enclosure, WHD: 800x1000x300 mm, Stainless steel 1.4301 | AE Compact enclosure, WHD: 800x1000x300 mm, Stainless steel 1.4301, with mounting plate, single-door, with two cam locks | EC000261 | 1016600 | Rittal | 800 | 1000 | 300 | 52.9 | 739 x 955 | 739 | 955 | 267.635 | 2021-05-01 | 564 | 1 | piece(s) | 4028177000575 | PCE |  |  |  | 94032080
1017000 | AX | AX Compact enclosure, WHD: 800x1200x300 mm, stainless steel 1.4301 | AX Compact enclosure, WHD: 800x1200x300 mm, stainless steel 1.4301, with mounting plate, single-door, with 3-point lock system | EC000261 | 1017000 | Rittal | 800 | 1200 | 300 | 61.5 | 745 x 1175 | 745 | 1175 | 338.135 | 2021-05-01 | 650 | 1 | piece(s) | 4028177815032 | PCE |  |  |  | 94032080
1017600 | AE | AE Compact enclosure, WHD: 800x1200x300 mm, Stainless steel 1.4301 | AE Compact enclosure, WHD: 800x1200x300 mm, Stainless steel 1.4301, with mounting plate, single-door, 3-point lock system | EC000261 | 1017600 | Rittal | 800 | 1200 | 300 | 61.5 | 740 x 1155 | 740 | 1155 | 314.406 | 2021-05-01 | 650 | 1 | piece(s) | 4028177000612 | PCE |  |  |  | 94032080
1018000 | AX | AX Compact enclosure, WHD: 1000x1000x300 mm, stainless steel 1.4301 | AX Compact enclosure, WHD: 1000x1000x300 mm, stainless steel 1.4301, with mounting plate, two-door, with two cam locks | EC000261 | 1018000 | Rittal | 1000 | 1000 | 300 | 71 | 945 x 975 | 945 | 975 | 351.935 | 2021-05-01 | 729 | 1 | piece(s) | 4028177815049 | PCE |  |  |  | 94032080
1018600 | AE | AE Compact enclosure, WHD: 1000x1000x300 mm, Stainless steel 1.4301 | AE Compact enclosure, WHD: 1000x1000x300 mm, Stainless steel 1.4301, with mounting plate, two-door, with two cam locks | EC000261 | 1018600 | Rittal | 1000 | 1000 | 300 | 71 | 939 x 955 | 939 | 955 | 324.513 | 2021-05-01 | 729 | 1 | piece(s) | 4028177000650 | PCE |  |  |  | 94032080
1019000 | AX | AX Compact enclosure, WHD: 1000x1200x300 mm, stainless steel 1.4301 | AX Compact enclosure, WHD: 1000x1200x300 mm, stainless steel 1.4301, with mounting plate, two-door, with 3-point lock system | EC000261 | 1019000 | Rittal | 1000 | 1200 | 300 | 76 | 945 x 1175 | 945 | 1175 | 421.625 | 2021-05-01 | 789 | 1 | piece(s) | 4028177815056 | PCE |  |  |  | 94032080
1019500 | AE | AE Compact enclosure, WHD: 1000x1200x300 mm, Stainless steel 1.4404 | AE Compact enclosure, WHD: 1000x1200x300 mm, Stainless steel 1.4404, with mounting plate, two-door, 3-point lock system | EC000261 | 1019500 | Rittal | 1000 | 1200 | 300 | 76 | 940 x 1155 | 940 | 1155 | 391.384 | 2021-05-01 | 1281 | 1 | piece(s) | 4028177421394 | PCE |  |  |  | 94032080
1019600 | AE | AE Compact enclosure, WHD: 1000x1200x300 mm, Stainless steel 1.4301 | AE Compact enclosure, WHD: 1000x1200x300 mm, Stainless steel 1.4301, with mounting plate, two-door, 3-point lock system | EC000261 | 1019600 | Rittal | 1000 | 1200 | 300 | 76 | 940 x 1155 | 940 | 1155 | 393.312 | 2021-05-01 | 789 | 1 | piece(s) | 4028177000698 | PCE |  |  |  | 94032080
1031000 | AX | AX Compact enclosure, WHD: 380x300x210 mm, sheet steel | AX Compact enclosure, WHD: 380x300x210 mm, sheet steel, with mounting plate, single-door, with one cam lock | EC000261 | 1031000 | Rittal | 380 | 300 | 210 | 8.8 | 330 x 275 | 330 | 275 | 29.016 | 2021-05-01 | 49.4 | 1 | piece(s) | 4028177813434 | PCE |  |  |  | 94032080
1033000 | AX | AX Compact enclosure, WHD: 300x300x210 mm, sheet steel | AX Compact enclosure, WHD: 300x300x210 mm, sheet steel, with mounting plate, single-door, with one cam lock | EC000261 | 1033000 | Rittal | 300 | 300 | 210 | 6.7 | 250 x 275 | 250 | 275 | 23.064 | 2021-05-01 | 46.7 | 1 | piece(s) | 4028177813458 | PCE |  |  |  | 94032080
1034000 | AX | AX Compact enclosure, WHD: 300x400x210 mm, sheet steel | AX Compact enclosure, WHD: 300x400x210 mm, sheet steel, with mounting plate, single-door, with one cam lock | EC000261 | 1034000 | Rittal | 300 | 400 | 210 | 8.38 | 250 x 375 | 250 | 375 | 30.504 | 2021-05-01 | 50.8 | 1 | piece(s) | 4028177813441 | PCE |  |  |  | 94032080
1037000 | AX | AX Compact enclosure, WHD: 400x800x300 mm, sheet steel | AX Compact enclosure, WHD: 400x800x300 mm, sheet steel, with mounting plate, single-door, with two cam locks | EC000261 | 1037000 | Rittal | 400 | 800 | 300 | 24.9 | 345 x 775 | 345 | 775 | 114.575 | 2021-05-01 | 122.8 | 1 | piece(s) | 4028177813298 | PCE |  |  |  | 94032080
1038000 | AX | AX Compact enclosure, WHD: 380x600x210 mm, sheet steel | AX Compact enclosure, WHD: 380x600x210 mm, sheet steel, with mounting plate, single-door, with two cam locks | EC000261 | 1038000 | Rittal | 380 | 600 | 210 | 14.4 | 330 x 575 | 330 | 575 | 57.096 | 2021-05-01 | 62 | 1 | piece(s) | 4028177813410 | PCE |  |  |  | 94032080
1039000 | AX | AX Compact enclosure, WHD: 600x380x210 mm, sheet steel | AX Compact enclosure, WHD: 600x380x210 mm, sheet steel, with mounting plate, single-door, with one cam lock | EC000261 | 1039000 | Rittal | 600 | 380 | 210 | 14.4 | 550 x 355 | 550 | 355 | 57.096 | 2021-05-01 | 67.9 | 1 | piece(s) | 4028177813380 | PCE |  |  |  | 94032080
1045000 | AX | AX Compact enclosure, WHD: 400x500x210 mm, sheet steel | AX Compact enclosure, WHD: 400x500x210 mm, sheet steel, with mounting plate, single-door, with two cam locks | EC000261 | 1045000 | Rittal | 400 | 500 | 210 | 12.1 | 350 x 475 | 350 | 475 | 50.184 | 2021-05-01 | 58.8 | 1 | piece(s) | 4028177813403 | PCE |  |  |  | 94032080
1050000 | AX | AX Compact enclosure, WHD: 500x500x210 mm, sheet steel | AX Compact enclosure, WHD: 500x500x210 mm, sheet steel, with mounting plate, single-door, with two cam locks | EC000261 | 1050000 | Rittal | 500 | 500 | 210 | 15.4 | 450 x 475 | 450 | 475 | 62.424 | 2021-05-01 | 73.1 | 1 | piece(s) | 4028177813397 | PCE |  |  |  | 94032080
1054000 | AX | AX Compact enclosure, WHD: 600x600x250 mm, sheet steel | AX Compact enclosure, WHD: 600x600x250 mm, sheet steel, with mounting plate, single-door, with two cam locks | EC000261 | 1054000 | Rittal | 600 | 600 | 250 | 23.4 | 550 x 575 | 550 | 575 | 104.188 | 2021-05-01 | 106.5 | 1 | piece(s) | 4028177813328 | PCE |  |  |  | 94032080
1055000 | AX | AX Compact enclosure, WHD: 800x600x300 mm, sheet steel | AX Compact enclosure, WHD: 800x600x300 mm, sheet steel, with mounting plate, single-door, with two cam locks | EC000261 | 1055000 | Rittal | 800 | 600 | 300 | 34.2 | 750 x 575 | 750 | 575 | 163.053 | 2021-05-01 | 148.4 | 1 | piece(s) | 4028177813250 | PCE |  |  |  | 94032080
1057000 | AX | AX Compact enclosure, WHD: 500x700x250 mm, sheet steel | AX Compact enclosure, WHD: 500x700x250 mm, sheet steel, with mounting plate, single-door, with two cam locks | EC000261 | 1057000 | Rittal | 500 | 700 | 250 | 25 | 450 x 675 | 450 | 675 | 101.388 | 2021-05-01 | 106 | 1 | piece(s) | 4028177813335 | PCE |  |  |  | 94032080
1058000 | AX | AX Compact enclosure, WHD: 600x800x250 mm, sheet steel | AX Compact enclosure, WHD: 600x800x250 mm, sheet steel, with mounting plate, single-door, with two cam locks | EC000261 | 1058000 | Rittal | 600 | 800 | 250 | 32 | 545 x 775 | 545 | 775 | 145.76 | 2021-05-01 | 127.7 | 1 | piece(s) | 4028177813311 | PCE |  |  |  | 94032080
1059000 | AX | AX Compact enclosure, WHD: 600x800x400 mm, sheet steel | AX Compact enclosure, WHD: 600x800x400 mm, sheet steel, with mounting plate, single-door, with two cam locks | EC000261 | 1059000 | Rittal | 600 | 800 | 400 | 40 | 545 x 775 | 545 | 775 | 219.875 | 2021-05-01 | 162.6 | 1 | piece(s) | 4028177813144 | PCE |  |  |  | 94032080
1060000 | AX | AX Compact enclosure, WHD: 600x600x210 mm, sheet steel | AX Compact enclosure, WHD: 600x600x210 mm, sheet steel, with mounting plate, single-door, with two cam locks | EC000261 | 1060000 | Rittal | 600 | 600 | 210 | 22.3 | 550 x 575 | 550 | 575 | 89.304 | 2021-05-01 | 80.8 | 1 | piece(s) | 4028177813373 | PCE |  |  |  | 94032080
1073000 | AX | AX Compact enclosure, WHD: 760x760x300 mm, sheet steel | AX Compact enclosure, WHD: 760x760x300 mm, sheet steel, with mounting plate, single-door, with two cam locks | EC000261 | 1073000 | Rittal | 760 | 760 | 300 | 42 | 705 x 735 | 705 | 735 | 204.551 | 2021-05-01 | 147.1 | 1 | piece(s) | 4028177813267 | PCE |  |  |  | 94032080
1076000 | AX | AX Compact enclosure, WHD: 600x760x210 mm, sheet steel | AX Compact enclosure, WHD: 600x760x210 mm, sheet steel, with mounting plate, single-door, with two cam locks | EC000261 | 1076000 | Rittal | 600 | 760 | 210 | 29.5 | 550 x 735 | 550 | 735 | 112.728 | 2021-05-01 | 100.2 | 1 | piece(s) | 4028177813366 | PCE |  |  |  | 94032080
1077000 | AX | AX Compact enclosure, WHD: 760x760x210 mm, sheet steel | AX Compact enclosure, WHD: 760x760x210 mm, sheet steel, with mounting plate, single-door, with two cam locks | EC000261 | 1077000 | Rittal | 760 | 760 | 210 | 36.7 | 705 x 735 | 705 | 735 | 151.19 | 2021-05-01 | 134.1 | 1 | piece(s) | 4028177813359 | PCE |  |  |  | 94032080
1090000 | AX | AX Compact enclosure, WHD: 600x1000x250 mm, sheet steel | AX Compact enclosure, WHD: 600x1000x250 mm, sheet steel, with mounting plate, single-door, with two cam locks | EC000261 | 1090000 | Rittal | 600 | 1000 | 250 | 39.5 | 545 x 975 | 545 | 975 | 181.75 | 2021-05-01 | 145.8 | 1 | piece(s) | 4028177813304 | PCE |  |  |  | 94032080
1091000 | AX | AX Compact enclosure, WHD: 600x1000x400 mm, sheet steel | AX Compact enclosure, WHD: 600x1000x400 mm, sheet steel, with mounting plate, single-door, with two cam locks | EC000261 | 1091000 | Rittal | 600 | 1000 | 400 | 45 | 545 x 975 | 545 | 975 | 274.165 | 2021-05-01 | 199.4 | 1 | piece(s) | 4028177813137 | PCE |  |  |  | 94032080
1100000 | AX | AX Compact enclosure, WHD: 1000x760x210 mm, sheet steel | AX Compact enclosure, WHD: 1000x760x210 mm, sheet steel, with mounting plate, two-door, with two cam locks | EC000261 | 1100000 | Rittal | 1000 | 760 | 210 | 49 | 945 x 735 | 945 | 735 | 198.314 | 2021-05-01 | 201 | 1 | piece(s) | 4028177813342 | PCE |  |  |  | 94032080
1110000 | AX | AX Compact enclosure, WHD: 1000x1000x300 mm, sheet steel | AX Compact enclosure, WHD: 1000x1000x300 mm, sheet steel, with mounting plate, two-door, with two cam locks | EC000261 | 1110000 | Rittal | 1000 | 1000 | 300 | 63 | 945 x 975 | 945 | 975 | 351.935 | 2021-05-01 | 229.9 | 1 | piece(s) | 4028177813212 | PCE |  |  |  | 94032080
1114000 | AX | AX Compact enclosure, WHD: 1000x1400x300 mm, sheet steel | AX Compact enclosure, WHD: 1000x1400x300 mm, sheet steel, with mounting plate, two-door, with 3-point lock system | EC000261 | 1114000 | Rittal | 1000 | 1400 | 300 | 88.5 | 945 x 1375 | 945 | 1375 | 491.315 | 2021-05-01 | 337 | 1 | piece(s) | 4028177813199 | PCE |  |  |  | 94032080
1115000 | AX | AX Compact enclosure, WHD: 1000x1400x400 mm, sheet steel | AX Compact enclosure, WHD: 1000x1400x400 mm, sheet steel, with mounting plate, two-door, with 3-point lock system | EC000261 | 1115000 | Rittal | 1000 | 1400 | 400 | 100 | 945 x 1375 | 945 | 1375 | 633.725 | 2021-05-01 | 419 | 1 | piece(s) | 4028177813083 | PCE |  |  |  | 94032080
1116000 | AX | AX Compact enclosure, WHD: 1200x1200x400 mm, sheet steel | AX Compact enclosure, WHD: 1200x1200x400 mm, sheet steel, with mounting plate, two-door, with 3-point lock system | EC000261 | 1116000 | Rittal | 1200 | 1200 | 400 | 101 | 1145 x 1175 | 1145 | 1175 | 651.525 | 2021-05-01 | 375 | 1 | piece(s) | 4028177813076 | PCE |  |  |  | 94032080
1130000 | AX | AX Compact enclosure, WHD: 1000x760x300 mm, sheet steel | AX Compact enclosure, WHD: 1000x760x300 mm, sheet steel, with mounting plate, two-door, with two cam locks | EC000261 | 1130000 | Rittal | 1000 | 760 | 300 | 52 | 945 x 735 | 945 | 735 | 268.307 | 2021-05-01 | 223.7 | 1 | piece(s) | 4028177813229 | PCE |  |  |  | 94032080
1180000 | AX | AX Compact enclosure, WHD: 800x1000x300 mm, sheet steel | AX Compact enclosure, WHD: 800x1000x300 mm, sheet steel, with mounting plate, single-door, with two cam locks | EC000261 | 1180000 | Rittal | 800 | 1000 | 300 | 52 | 745 x 975 | 745 | 975 | 282.245 | 2021-05-01 | 166.9 | 1 | piece(s) | 4028177813243 | PCE |  |  |  | 94032080
1181000 | AX | AX Compact enclosure, WHD: 800x1000x400 mm, sheet steel | AX Compact enclosure, WHD: 800x1000x400 mm, sheet steel, with mounting plate, single-door, with two cam locks | EC000261 | 1181000 | Rittal | 800 | 1000 | 400 | 59.5 | 745 x 975 | 745 | 975 | 364.055 | 2021-05-01 | 213 | 1 | piece(s) | 4028177813113 | PCE |  |  |  | 94032080
1199100 | SZ | SZ Baying kit, for KL, AE | SZ Baying kit, for KL, AE, HD: 800x350 mm | EC002622 | 1199100 | Rittal |  |  |  | 0.22 | x |  |  | 1.291 | 2021-05-01 | 22 | 1 | piece(s) | 4028177602373 | PCE |  |  |  | 39269097
1213000 | AX | AX Compact enclosure, WHD: 1000x1200x300 mm, sheet steel | AX Compact enclosure, WHD: 1000x1200x300 mm, sheet steel, with mounting plate, two-door, with 3-point lock system | EC000261 | 1213000 | Rittal | 1000 | 1200 | 300 | 81 | 945 x 1175 | 945 | 1175 | 421.625 | 2021-05-01 | 282 | 1 | piece(s) | 4028177813205 | PCE |  |  |  | 94032080
1214000 | AX | AX Compact enclosure, WHD: 1000x1200x400 mm, sheet steel | AX Compact enclosure, WHD: 1000x1200x400 mm, sheet steel, with mounting plate, two-door, with 3-point lock system | EC000261 | 1214000 | Rittal | 1000 | 1200 | 400 | 76.7 | 945 x 1175 | 945 | 1175 | 543.835 | 2021-05-01 | 332 | 1 | piece(s) | 4028177813090 | PCE |  |  |  | 94032080
1260000 | AX | AX Compact enclosure, WHD: 600x1200x300 mm, sheet steel | AX Compact enclosure, WHD: 600x1200x300 mm, sheet steel, with mounting plate, single-door, with 3-point lock system | EC000261 | 1260000 | Rittal | 600 | 1200 | 300 | 50 | 545 x 1175 | 545 | 1175 | 254.645 | 2021-05-01 | 185 | 1 | piece(s) | 4028177813274 | PCE |  |  |  | 94032080
1261000 | AX | AX Compact enclosure, WHD: 600x1200x400 mm, sheet steel | AX Compact enclosure, WHD: 600x1200x400 mm, sheet steel, with mounting plate, single-door, with 3-point lock system | EC000261 | 1261000 | Rittal | 600 | 1200 | 400 | 56 | 545 x 1175 | 545 | 1175 | 328.455 | 2021-05-01 | 223.5 | 1 | piece(s) | 4028177813120 | PCE |  |  |  | 94032080
1280000 | AX | AX Compact enclosure, WHD: 800x1200x300 mm, sheet steel | AX Compact enclosure, WHD: 800x1200x300 mm, sheet steel, with mounting plate, single-door, with 3-point lock system | EC000261 | 1280000 | Rittal | 800 | 1200 | 300 | 63.5 | 745 x 1175 | 745 | 1175 | 338.135 | 2021-05-01 | 212.4 | 1 | piece(s) | 4028177813236 | PCE |  |  |  | 94032080
1281000 | AX | AX Compact enclosure, WHD: 800x1200x400 mm, sheet steel | AX Compact enclosure, WHD: 800x1200x400 mm, sheet steel, with mounting plate, single-door, with 3-point lock system | EC000261 | 1281000 | Rittal | 800 | 1200 | 400 | 69 | 745 x 1175 | 745 | 1175 | 436.145 | 2021-05-01 | 280 | 1 | piece(s) | 4028177813106 | PCE |  |  |  | 94032080
1301000 | KX | KX E-Box, WHD: 200x300x155 mm, stainless steel 1.4404 | KX E-Box, WHD: 200x300x155 mm, stainless steel 1.4404, with mounting plate, single-door, with one cam lock | EC000261 | 1301000 | Rittal | 200 | 300 | 155 | 4.1 | 175 x 285 | 175 | 285 | 11.65 | 2021-05-01 | 219.8 | 1 | piece(s) | 4028177919037 | PCE |  |  |  | 94032080
1302000 | AX | AX Compact enclosure, WHD: 300x380x210 mm, stainless steel 1.4404 | AX Compact enclosure, WHD: 300x380x210 mm, stainless steel 1.4404, with mounting plate, single-door, with one cam lock | EC000261 | 1302000 | Rittal | 300 | 380 | 210 | 8.4 | 250 x 355 | 250 | 355 | 29.016 | 2021-05-01 | 292 | 1 | piece(s) | 4028177815070 | PCE |  |  |  | 94032080
1302600 | HD | HD Compact enclosure, WHD: 220x350(H1)x437(H2)x155 mm, Stainless steel 1.4301 | HD Compact enclosure, WHD: 220x350(H1)x437(H2)x155 mm, Stainless steel 1.4301, with mounting plate, with hinged door and silicone seal | EC000261 | 1302600 | Rittal | 220 |  | 155 | 6.6 | 160 x 275 | 160 | 275 | 20.976 | 2021-05-01 | 234.1 | 1 | piece(s) | 4028177567597 | PCE |  |  |  | 94032080
1303000 | AX | AX Compact enclosure, WHD: 380x380x210 mm, stainless steel 1.4404 | AX Compact enclosure, WHD: 380x380x210 mm, stainless steel 1.4404, with mounting plate, single-door, with one cam lock | EC000261 | 1303000 | Rittal | 380 | 380 | 210 | 9.8 | 330 x 355 | 330 | 355 | 36.504 | 2021-05-01 | 299 | 1 | piece(s) | 4028177815087 | PCE |  |  |  | 94032080
1304000 | AX | AX Compact enclosure, WHD: 600x600x210 mm, stainless steel 1.4404 | AX Compact enclosure, WHD: 600x600x210 mm, stainless steel 1.4404, with mounting plate, single-door, with two cam locks | EC000261 | 1304000 | Rittal | 600 | 600 | 210 | 23.5 | 550 x 575 | 550 | 575 | 89.304 | 2021-05-01 | 504 | 1 | piece(s) | 4028177815094 | PCE |  |  |  | 94032080
1305000 | AX | AX Compact enclosure, WHD: 1000x1200x300 mm, stainless steel 1.4404 | AX Compact enclosure, WHD: 1000x1200x300 mm, stainless steel 1.4404, with mounting plate, two-door, with 3-point lock system | EC000261 | 1305000 | Rittal | 1000 | 1200 | 300 | 76 | 945 x 1175 | 945 | 1175 | 421.625 | 2021-05-01 | 1281 | 1 | piece(s) | 4028177815100 | PCE |  |  |  | 94032080
1306600 | HD | HD Compact enclosure, WHD: 390x430(H1)x549(H2)x210 mm, Stainless steel 1.4301 | HD Compact enclosure, WHD: 390x430(H1)x549(H2)x210 mm, Stainless steel 1.4301, with mounting plate, with hinged door and silicone seal | EC000261 | 1306600 | Rittal | 390 |  | 210 | 14.7 | 330 x 355 | 330 | 355 | 55.072 | 2021-05-01 | 318 | 1 | piece(s) | 4028177567603 | PCE |  |  |  | 94032080
1307600 | HD | HD Compact enclosure, WHD: 510x550(H1)x669(H2)x210 mm, Stainless steel 1.4301 | HD Compact enclosure, WHD: 510x550(H1)x669(H2)x210 mm, Stainless steel 1.4301, with mounting plate, with hinged door and silicone seal | EC000261 | 1307600 | Rittal | 510 |  | 210 | 19.7 | 450 x 475 | 450 | 475 | 83.229 | 2021-05-01 | 377 | 1 | piece(s) | 4028177567627 | PCE |  |  |  | 94032080
1308600 | HD | HD Compact enclosure, WHD: 390x650(H1)x769(H2)x210 mm, Stainless steel 1.4301 | HD Compact enclosure, WHD: 390x650(H1)x769(H2)x210 mm, Stainless steel 1.4301, with mounting plate, with hinged door and silicone seal | EC000261 | 1308600 | Rittal | 390 |  | 210 | 17.9 | 330 x 575 | 330 | 575 | 75.44 | 2021-05-01 | 359 | 1 | piece(s) | 4028177567634 | PCE |  |  |  | 94032080
1310600 | HD | HD Compact enclosure, WHD: 610x650(H1)x769(H2)x210 mm, Stainless steel 1.4301 | HD Compact enclosure, WHD: 610x650(H1)x769(H2)x210 mm, Stainless steel 1.4301, with mounting plate, with hinged door and silicone seal | EC000261 | 1310600 | Rittal | 610 |  | 210 | 27.4 | 550 x 575 | 550 | 575 | 117.996 | 2021-05-01 | 439 | 1 | piece(s) | 4028177567610 | PCE |  |  |  | 94032080
1314600 | HD | Compact enclosure, WHD: 810x430(H1)x549(H2)x210 mm, Stainless steel 1.4301 | HD Compact enclosure, WHD: 810x430(H1)x549(H2)x210 mm, Stainless steel 1.4301, with mounting plate, with hinged door and silicone seal | EC000261 | 1314600 | Rittal | 810 |  | 210 | 25.5 | 750 x 355 | 750 | 355 | 132.184 | 2021-05-01 | 413 | 1 | piece(s) | 4028177815674 | PCE |  |  |  | 94032080
1315600 | HD | Compact enclosure, WHD: 810x650(H1)x821(H2)x300 mm, Stainless steel 1.4301 | HD Compact enclosure, WHD: 810x650(H1)x821(H2)x300 mm, Stainless steel 1.4301, with mounting plate, with hinged door and silicone seal | EC000261 | 1315600 | Rittal | 810 |  | 300 | 39 | 750 x 575 | 750 | 575 | 234.192 | 2021-05-01 | 541 | 1 | piece(s) | 4028177815667 | PCE |  |  |  | 94032080
1316600 | HD | HD Compact enclosure, WHD: 810x1050(H1)x1221(H2)x300 mm, Stainless steel 1.4301 | HD Compact enclosure, WHD: 810x1050(H1)x1221(H2)x300 mm, Stainless steel 1.4301, with mounting plate, with hinged door and silicone seal | EC000261 | 1316600 | Rittal | 810 |  | 300 | 60.1 | 745 x 975 | 745 | 975 | 339.636 | 2021-05-01 | 751 | 1 | piece(s) | 4028177567641 | PCE |  |  |  | 94032080
1317600 | HD | HD Compact enclosure, WHD: 810x1250(H1)x1421(H2)x300 mm, Stainless steel 1.4301 | HD Compact enclosure, WHD: 810x1250(H1)x1421(H2)x300 mm, Stainless steel 1.4301, with mounting plate, with hinged door and silicone seal | EC000261 | 1317600 | Rittal | 810 |  | 300 | 71 | 745 x 1175 | 745 | 1175 | 414.335 | 2021-05-01 | 829 | 1 | piece(s) | 4028177567658 | PCE |  |  |  | 94032080
1318600 | HD | Compact enclosure, WHD: 1010x1050(H1)x1277(H2)x400 mm, Stainless steel 1.4301 | HD Compact enclosure, WHD: 1010x1050(H1)x1277(H2)x400 mm, Stainless steel 1.4301, with mounting plate, with hinged door and silicone seal | EC000261 | 1318600 | Rittal | 1010 |  | 400 | 82 | 945 x 975 | 945 | 975 | 633.6 | 2021-05-01 | 1076 | 1 | piece(s) | 4028177918535 | PCE |  |  |  | 94032080
1319600 | HD | Compact enclosure, WHD: 1010x1250(H1)x1477(H2)x400 mm, Stainless steel 1.4301 | HD Compact enclosure, WHD: 1010x1250(H1)x1477(H2)x400 mm, Stainless steel 1.4301, with mounting plate, with hinged door and silicone seal | EC000261 | 1319600 | Rittal | 1010 |  | 400 | 92.5 | 945 x 1175 | 945 | 1175 | 646.8 | 2021-05-01 | 1259 | 1 | piece(s) | 4028177918528 | PCE |  |  |  | 94032080
1320600 | HD | HD Compact enclosure, WHD: 610x430(H1)x601(H2)x300 mm, Stainless steel 1.4301 | HD Compact enclosure, WHD: 610x430(H1)x601(H2)x300 mm, Stainless steel 1.4301, with mounting plate, with hinged door and silicone seal | EC000261 | 1320600 | Rittal | 610 |  | 300 | 21.7 | 550 x 355 | 550 | 355 | 125.938 | 2021-05-01 | 391 | 1 | piece(s) | 4028177567665 | PCE |  |  |  | 94032080
1338000 | AX | AX Compact enclosure, WHD: 380x600x350 mm, sheet steel | AX Compact enclosure, WHD: 380x600x350 mm, sheet steel, with mounting plate, single-door, with two cam locks | EC000261 | 1338000 | Rittal | 380 | 600 | 350 | 18.6 | 330 x 575 | 330 | 575 | 96.72 | 2021-05-01 | 108.5 | 1 | piece(s) | 4028177813182 | PCE |  |  |  | 94032080
1339000 | AX | AX Compact enclosure, WHD: 600x380x350 mm, sheet steel | AX Compact enclosure, WHD: 600x380x350 mm, sheet steel, with mounting plate, single-door, with one cam lock | EC000261 | 1339000 | Rittal | 600 | 380 | 350 | 8.7 | 550 x 355 | 550 | 355 | 90.402 | 2021-05-01 | 117 | 1 | piece(s) | 4028177813175 | PCE |  |  |  | 94032080
1350000 | AX | AX Compact enclosure, WHD: 500x500x300 mm, sheet steel | AX Compact enclosure, WHD: 500x500x300 mm, sheet steel, with mounting plate, single-door, with two cam locks | EC000261 | 1350000 | Rittal | 500 | 500 | 300 | 19 | 450 x 475 | 450 | 475 | 85.833 | 2021-05-01 | 101.4 | 1 | piece(s) | 4028177813281 | PCE |  |  |  | 94032080
1360000 | AX | AX Compact enclosure, WHD: 600x600x350 mm, sheet steel | AX Compact enclosure, WHD: 600x600x350 mm, sheet steel, with mounting plate, single-door, with two cam locks | EC000261 | 1360000 | Rittal | 600 | 600 | 350 | 26.3 | 550 x 575 | 550 | 575 | 141.398 | 2021-05-01 | 127.5 | 1 | piece(s) | 4028177813168 | PCE |  |  |  | 94032080
1376000 | AX | AX Compact enclosure, WHD: 600x760x350 mm, sheet steel | AX Compact enclosure, WHD: 600x760x350 mm, sheet steel, with mounting plate, single-door, with two cam locks | EC000261 | 1376000 | Rittal | 600 | 760 | 350 | 34 | 550 x 735 | 550 | 735 | 178.486 | 2021-05-01 | 151.3 | 1 | piece(s) | 4028177813151 | PCE |  |  |  | 94032080
1380000 | AX | AX Compact enclosure, WHD: 380x380x210 mm, sheet steel | AX Compact enclosure, WHD: 380x380x210 mm, sheet steel, with mounting plate, single-door, with one cam lock | EC000261 | 1380000 | Rittal | 380 | 380 | 210 | 9.48 | 330 x 355 | 330 | 355 | 36.504 | 2021-05-01 | 52.2 | 1 | piece(s) | 4028177813427 | PCE |  |  |  | 94032080
1432000 | AX | AX compact enclosure, plastic, WHD: 250x350x150 mm | AX compact enclosure, plastic, WHD: 250x350x150 mm | EC000261 | 1432000 | Rittal | 250 | 350 | 150 | 4.8 | 155 x 275 | 155 | 275 | 6.426 | 2021-05-01 | 62.5 | 1 | piece(s) | 4028177006348 | PCE |  |  |  | 94037000
1434000 | AX | AX compact enclosure, plastic, WHD: 300x400x200 mm | AX compact enclosure, plastic, WHD: 300x400x200 mm | EC000261 | 1434000 | Rittal | 300 | 400 | 200 | 7.04 | 205 x 325 | 205 | 325 | 29.106 | 2021-05-01 | 85 | 1 | piece(s) | 4028177006409 | PCE |  |  |  | 94037000
1444000 | AX | AX compact enclosure, plastic, WHD: 400x400x200 mm | AX compact enclosure, plastic, WHD: 400x400x200 mm | EC000261 | 1444000 | Rittal | 400 | 400 | 200 | 8.53 | 305 x 325 | 305 | 325 | 32 | 2021-05-01 | 102.9 | 1 | piece(s) | 4028177006478 | PCE |  |  |  | 94037000
1446000 | AX | AX compact enclosure, plastic, WHD: 400x600x200 mm | AX compact enclosure, plastic, WHD: 400x600x200 mm | EC000261 | 1446000 | Rittal | 400 | 600 | 200 | 12.3 | 305 x 525 | 305 | 525 | 56.273 | 2021-05-01 | 131.2 | 1 | piece(s) | 4028177006546 | PCE |  |  |  | 94037000
1448000 | AX | AX compact enclosure, plastic, WHD: 400x400x200 mm, with viewing window | AX compact enclosure, plastic, WHD: 400x400x200 mm, with viewing window | EC000261 | 1448000 | Rittal | 400 | 400 | 200 | 8.08 | 305 x 325 | 305 | 325 | 32 | 2021-05-01 | 134.3 | 1 | piece(s) | 4028177006614 | PCE |  |  |  | 94037000
1449000 | AX | Plastic enclosures AX, with viewing window, WHD: 400x600x200 mm | AX plastic enclosures with viewing window, WHD: 400 x 600 x 200 mm | EC000261 | 1449000 | Rittal | 400 | 600 | 200 | 12.1 | 305 x 525 | 305 | 525 | 60 | 2021-05-01 | 175.2 | 1 | piece(s) | 4028177006652 | PCE |  |  |  | 94037000
1453000 | AX | AX compact enclosure, plastic, WHD: 500x500x300 mm | AX compact enclosure, plastic, WHD: 500x500x300 mm | EC000261 | 1453000 | Rittal | 500 | 500 | 300 | 14.5 | 405 x 425 | 405 | 425 | 87.5 | 2021-05-01 | 240.3 | 1 | piece(s) | 4028177006706 | PCE |  |  |  | 94037000
1454000 | AX | Plastic enclosures AX, with viewing window, WHD: 500x500x300 mm | AX plastic enclosures with viewing window, WHD: 500 x 500 x 300 mm | EC000261 | 1454000 | Rittal | 500 | 500 | 300 | 14.2 | 405 x 425 | 405 | 425 | 82.809 | 2021-05-01 | 283 | 1 | piece(s) | 4028177006768 | PCE |  |  |  | 94037000
1466000 | AX | AX compact enclosure, plastic, WHD: 600x600x200 mm | AX compact enclosure, plastic, WHD: 600x600x200 mm | EC000261 | 1466000 | Rittal | 600 | 600 | 200 | 17.5 | 505 x 525 | 505 | 525 | 80.52 | 2021-05-01 | 185.2 | 1 | piece(s) | 4028177006829 | PCE |  |  |  | 94037000
1467000 | AX | Plastic enclosures AX, with viewing window, WHD: 600x600x200 mm | AX plastic enclosures with viewing window, WHD: 600 x 600 x 200 mm | EC000261 | 1467000 | Rittal | 600 | 600 | 200 | 17.1 | 505 x 525 | 505 | 525 | 81.862 | 2021-05-01 | 247.6 | 1 | piece(s) | 4028177006881 | PCE |  |  |  | 94037000
1468000 | AX | AX compact enclosure, plastic, WHD: 600x800x300 mm | AX compact enclosure, plastic, WHD: 600x800x300 mm | EC000261 | 1468000 | Rittal | 600 | 800 | 300 | 25.4 | 505 x 725 | 505 | 725 | 166.46 | 2021-05-01 | 278 | 1 | piece(s) | 4028177006928 | PCE |  |  |  | 94037000
1469000 | AX | Plastic enclosures AX, with viewing window, WHD: 600x800x300 mm | AX plastic enclosures with viewing window, WHD: 600 x 800 x 300 mm | EC000261 | 1469000 | Rittal | 600 | 800 | 300 | 24.4 | 505 x 725 | 505 | 725 | 163.713 | 2021-05-01 | 344 | 1 | piece(s) | 4028177006997 | PCE |  |  |  | 94037000
1479000 | AX | AX plastic enclosures, with viewing window, WHD: 800x1000x300 mm | AX compact enclosure, plastic, WHD: 800x1000x300 mm, with viewing window | EC000261 | 1479000 | Rittal | 800 | 1000 | 300 | 33.2 | 705 x 925 | 705 | 925 | 267.64 | 2021-05-01 | 597 | 1 | piece(s) | 4028177007048 | PCE |  |  |  | 94037000
1480000 | AX | AX compact enclosure, plastic, WHD: 800x1000x300 mm | AX compact enclosure, plastic, WHD: 800x1000x300 mm | EC000261 | 1480000 | Rittal | 800 | 1000 | 300 | 38.7 | 705 x 925 | 705 | 925 | 278.486 | 2021-05-01 | 478 | 1 | piece(s) | 4028177007086 | PCE |  |  |  | 94037000
1485100 | AX | AX door stay for AX plastic | AX door stay for AX plastic | EC002626 | 1485100 | Rittal |  |  |  | 0.272 | x |  |  | 0.35 | 2021-05-01 | 11.1 | 2 | piece(s) | 4028177940437 | PK |  |  |  | 83024900
1485200 | AX | AX universal bracket for AX plastic | AX universal bracket for AX plastic | EC002625 | 1485200 | Rittal |  |  |  | 0.164 | x |  |  | 0.044 | 2021-05-01 | 5.04 | 4 | piece(s) | 4028177940420 | PK |  |  |  | 83024900
1485300 | AX | AX plastic screw, for interior installation | AX plastic screw, for interior installation | EC003861 | 1485300 | Rittal |  |  |  | 0.1 | x |  |  | 0 | 2021-05-01 | 5.25 | 50 | piece(s) | 4028177951464 | PK |  |  |  | 39269097
1485400 | AX | AX plastic wall bracket | AX plastic wall bracket | EC002625 | 1485400 | Rittal |  |  |  | 0.055 | x |  |  | 0.154 | 2021-05-01 | 5.35 | 4 | piece(s) | 4028177951457 | PK |  |  |  | 39269097
1485500 | KE | KE wall mounting bracket, for AX plastic | KE wall mounting bracket, for AX plastic | EC002625 | 1485500 | Rittal |  |  |  | 0.056 | x |  |  | 0 | 2021-05-01 | 11.1 | 4 | piece(s) | 4028177952843 | PK |  |  |  | 39269097
1485600 | AX | AX mini-comfort handle, for AX plastic, for lock inserts or semi-cylinders | AX mini-comfort handle, for AX plastic, for lock inserts or semi-cylinders | EC000327 | 1485600 | Rittal | 0 | 0 | 0 | 0.346 | x |  |  | 0.589 | 2021-05-01 | 24.7 | 1 | piece(s) | 4028177952836 | PCE |  |  |  | 83024110
1500000 | KX | KX Terminal box, WHD: 150x150x120 mm, sheet steel | KX Terminal box, WHD: 150x150x120 mm, sheet steel, without mounting plate, with cover, without gland plate | EC000261 | 1500000 | Rittal | 150 | 150 | 120 | 1.46 | x |  |  | 3.348 | 2021-05-01 | 21.1 | 1 | piece(s) | 4028177816145 | PCE |  |  |  | 73269098
1501000 | KX | KX Terminal box, WHD: 300x150x120 mm, sheet steel | KX Terminal box, WHD: 300x150x120 mm, sheet steel, without mounting plate, with cover, without gland plate | EC000261 | 1501000 | Rittal | 300 | 150 | 120 | 2.32 | x |  |  | 6.448 | 2021-05-01 | 24.7 | 1 | piece(s) | 4028177816152 | PCE |  |  |  | 73269098
1502000 | KX | KX Terminal box, WHD: 200x200x120 mm, sheet steel | KX Terminal box, WHD: 200x200x120 mm, sheet steel, without mounting plate, with cover, without gland plate | EC000261 | 1502000 | Rittal | 200 | 200 | 120 | 2.13 | x |  |  | 5.732 | 2021-05-01 | 24.2 | 1 | piece(s) | 4028177816169 | PCE |  |  |  | 73269098
1503000 | KX | KX Terminal box, WHD: 300x200x120 mm, sheet steel | KX Terminal box, WHD: 300x200x120 mm, sheet steel, without mounting plate, with cover, without gland plate | EC000261 | 1503000 | Rittal | 300 | 200 | 120 | 2.69 | x |  |  | 8.556 | 2021-05-01 | 27.3 | 1 | piece(s) | 4028177816176 | PCE |  |  |  | 73269098
1504000 | KX | KX Terminal box, WHD: 400x200x120 mm, sheet steel | KX Terminal box, WHD: 400x200x120 mm, sheet steel, without mounting plate, with cover, without gland plate | EC000261 | 1504000 | Rittal | 400 | 200 | 120 | 3.42 | x |  |  | 10.784 | 2021-05-01 | 30.6 | 1 | piece(s) | 4028177816183 | PCE |  |  |  | 73269098
1505000 | KX | KX Terminal box, WHD: 500x200x120 mm, sheet steel | KX Terminal box, WHD: 500x200x120 mm, sheet steel, without mounting plate, with cover, without gland plate | EC000261 | 1505000 | Rittal | 500 | 200 | 120 | 4.18 | x |  |  | 14.067 | 2021-05-01 | 34 | 1 | piece(s) | 4028177816190 | PCE |  |  |  | 73269098
1506000 | KX | KX Terminal box, WHD: 600x200x120 mm, sheet steel | KX Terminal box, WHD: 600x200x120 mm, sheet steel, without mounting plate, with cover, without gland plate | EC000261 | 1506000 | Rittal | 600 | 200 | 120 | 4.92 | x |  |  | 16.083 | 2021-05-01 | 37.5 | 1 | piece(s) | 4028177816206 | PCE |  |  |  | 73269098
1507000 | KX | KX Terminal box, WHD: 300x300x120 mm, sheet steel | KX Terminal box, WHD: 300x300x120 mm, sheet steel, without mounting plate, with cover, without gland plate | EC000261 | 1507000 | Rittal | 300 | 300 | 120 | 3.78 | x |  |  | 12.573 | 2021-05-01 | 32.5 | 1 | piece(s) | 4028177816213 | PCE |  |  |  | 73269098
1508000 | KX | KX Terminal box, WHD: 400x300x120 mm, sheet steel | KX Terminal box, WHD: 400x300x120 mm, sheet steel, without mounting plate, with cover, without gland plate | EC000261 | 1508000 | Rittal | 400 | 300 | 120 | 4.7 | x |  |  | 16.724 | 2021-05-01 | 36.1 | 1 | piece(s) | 4028177816220 | PCE |  |  |  | 73269098
1509000 | KX | KX Terminal box, WHD: 500x300x120 mm, sheet steel | KX Terminal box, WHD: 500x300x120 mm, sheet steel, without mounting plate, with cover, without gland plate | EC000261 | 1509000 | Rittal | 500 | 300 | 120 | 5.57 | x |  |  | 20.671 | 2021-05-01 | 40.8 | 1 | piece(s) | 4028177816237 | PCE |  |  |  | 73269098
1510000 | KX | KX Terminal box, WHD: 600x300x120 mm, sheet steel | KX Terminal box, WHD: 600x300x120 mm, sheet steel, without mounting plate, with cover, without gland plate | EC000261 | 1510000 | Rittal | 600 | 300 | 120 | 6.28 | x |  |  | 24.821 | 2021-05-01 | 45.6 | 1 | piece(s) | 4028177816244 | PCE |  |  |  | 73269098
1511000 | KX | KX Terminal box, WHD: 400x400x120 mm, sheet steel | KX Terminal box, WHD: 400x400x120 mm, sheet steel, without mounting plate, with cover, without gland plate | EC000261 | 1511000 | Rittal | 400 | 400 | 120 | 5.67 | x |  |  | 21.203 | 2021-05-01 | 43.9 | 1 | piece(s) | 4028177816251 | PCE |  |  |  | 73269098
1512000 | KX | KX Terminal box, WHD: 600x400x120 mm, sheet steel | KX Terminal box, WHD: 600x400x120 mm, sheet steel, without mounting plate, with cover, without gland plate | EC000261 | 1512000 | Rittal | 600 | 400 | 120 | 8.35 | x |  |  | 31.622 | 2021-05-01 | 51.3 | 1 | piece(s) | 4028177816268 | PCE |  |  |  | 73269098
1513000 | KX | KX Terminal box, WHD: 800x400x120 mm, sheet steel | KX Terminal box, WHD: 800x400x120 mm, sheet steel, without mounting plate, with cover, without gland plate | EC000261 | 1513000 | Rittal | 800 | 400 | 120 | 11 | x |  |  | 43.12 | 2021-05-01 | 61.2 | 1 | piece(s) | 4028177816275 | PCE |  |  |  | 73269098
1514000 | KX | KX Terminal box, WHD: 150x150x80 mm, sheet steel | KX Terminal box, WHD: 150x150x80 mm, sheet steel, without mounting plate, with cover, without gland plate | EC000261 | 1514000 | Rittal | 150 | 150 | 80 | 1.4 | x |  |  | 2.292 | 2021-05-01 | 19 | 1 | piece(s) | 4028177816282 | PCE |  |  |  | 73269098
1515000 | KX | KX Terminal box, WHD: 300x150x80 mm, sheet steel | KX Terminal box, WHD: 300x150x80 mm, sheet steel, without mounting plate, with cover, without gland plate | EC000261 | 1515000 | Rittal | 300 | 150 | 80 | 1.9 | x |  |  | 4.242 | 2021-05-01 | 22.8 | 1 | piece(s) | 4028177816299 | PCE |  |  |  | 73269098
1516000 | KX | KX Terminal box, WHD: 200x200x80 mm, sheet steel | KX Terminal box, WHD: 200x200x80 mm, sheet steel, without mounting plate, with cover, without gland plate | EC000261 | 1516000 | Rittal | 200 | 200 | 80 | 1.8 | x |  |  | 3.771 | 2021-05-01 | 22.3 | 1 | piece(s) | 4028177816305 | PCE |  |  |  | 73269098
1517000 | KX | KX Terminal box, WHD: 300x200x80 mm, sheet steel | KX Terminal box, WHD: 300x200x80 mm, sheet steel, without mounting plate, with cover, without gland plate | EC000261 | 1517000 | Rittal | 300 | 200 | 80 | 2.39 | x |  |  | 5.858 | 2021-05-01 | 23.7 | 1 | piece(s) | 4028177816312 | PCE |  |  |  | 73269098
1518000 | KX | KX Terminal box, WHD: 400x200x80 mm, sheet steel | KX Terminal box, WHD: 400x200x80 mm, sheet steel, without mounting plate, with cover, without gland plate | EC000261 | 1518000 | Rittal | 400 | 200 | 80 | 3.1 | x |  |  | 7.414 | 2021-05-01 | 27.4 | 1 | piece(s) | 4028177816329 | PCE |  |  |  | 73269098
1521010 | KL | KL Terminal box, WHD: 150x150x80 mm, Stainless steel 1.4301 | KL Terminal box, WHD: 150x150x80 mm, Stainless steel 1.4301, without mounting plate, with cover, without gland plate | EC000261 | 1521010 | Rittal | 150 | 150 | 80 | 1.3 | x |  |  | 2.325 | 2021-05-01 | 93.1 | 1 | piece(s) | 4028177008441 | PCE |  |  |  | 73269098
1522010 | KL | KL Terminal box, WHD: 300x150x80 mm, Stainless steel 1.4301 | KL Terminal box, WHD: 300x150x80 mm, Stainless steel 1.4301, without mounting plate, with cover, without gland plate | EC000261 | 1522010 | Rittal | 300 | 150 | 80 | 1.8 | x |  |  | 4.673 | 2021-05-01 | 112.9 | 1 | piece(s) | 4028177008465 | PCE |  |  |  | 73269098
1523010 | KL | KL Terminal box, WHD: 200x200x80 mm, Stainless steel 1.4301 | KL Terminal box, WHD: 200x200x80 mm, Stainless steel 1.4301, without mounting plate, with cover, without gland plate | EC000261 | 1523010 | Rittal | 200 | 200 | 80 | 1.8 | x |  |  | 4.16 | 2021-05-01 | 111.5 | 1 | piece(s) | 4028177008489 | PCE |  |  |  | 73269098
1524010 | KL | KL Terminal box, WHD: 300x200x80 mm, Stainless steel 1.4301 | KL Terminal box, WHD: 300x200x80 mm, Stainless steel 1.4301, without mounting plate, with cover, without gland plate | EC000261 | 1524010 | Rittal | 300 | 200 | 80 | 2.4 | x |  |  | 6.535 | 2021-05-01 | 129.1 | 1 | piece(s) | 4028177008502 | PCE |  |  |  | 73269098
1525010 | KL | KL Terminal box, WHD: 400x200x120 mm, Stainless steel 1.4301 | KL Terminal box, WHD: 400x200x120 mm, Stainless steel 1.4301, without mounting plate, with cover, without gland plate | EC000261 | 1525010 | Rittal | 400 | 200 | 120 | 3.6 | x |  |  | 11.842 | 2021-05-01 | 146.9 | 1 | piece(s) | 4028177008526 | PCE |  |  |  | 73269098
1526010 | KL | KL Terminal box, WHD: 300x300x120 mm, Stainless steel 1.4301 | KL Terminal box, WHD: 300x300x120 mm, Stainless steel 1.4301, without mounting plate, with cover, without gland plate | EC000261 | 1526010 | Rittal | 300 | 300 | 120 | 3.9 | x |  |  | 13.014 | 2021-05-01 | 156.9 | 1 | piece(s) | 4028177008540 | PCE |  |  |  | 73269098
1527000 | KX | KX Terminal box, WHD: 800x200x120 mm, sheet steel | KX Terminal box, WHD: 800x200x120 mm, sheet steel, without mounting plate, with cover, without gland plate | EC000261 | 1527000 | Rittal | 800 | 200 | 120 | 6.45 | x |  |  | 21.382 | 2021-05-01 | 52.4 | 1 | piece(s) | 4028177816336 | PCE |  |  |  | 73269098
1527010 | KL | KL Terminal box, WHD: 150x150x120 mm, Stainless steel 1.4301 | KL Terminal box, WHD: 150x150x120 mm, Stainless steel 1.4301, without mounting plate, with cover, without gland plate | EC000261 | 1527010 | Rittal | 150 | 150 | 120 | 1.6 | x |  |  | 3.672 | 2021-05-01 | 107.9 | 1 | piece(s) | 4028177663329 | PCE |  |  |  | 73269098
1528000 | KX | KX Terminal box, WHD: 200x150x80 mm, sheet steel | KX Terminal box, WHD: 200x150x80 mm, sheet steel, without mounting plate, with cover, without gland plate | EC000261 | 1528000 | Rittal | 200 | 150 | 80 | 1.6 | x |  |  | 2.86 | 2021-05-01 | 21.9 | 1 | piece(s) | 4028177816343 | PCE |  |  |  | 73269098
1528010 | KL | KL Terminal box, WHD: 200x200x120 mm, Stainless steel 1.4301 | KL Terminal box, WHD: 200x200x120 mm, Stainless steel 1.4301, without mounting plate, with cover, without gland plate | EC000261 | 1528010 | Rittal | 200 | 200 | 120 | 2.2 | x |  |  | 6.237 | 2021-05-01 | 122.3 | 1 | piece(s) | 4028177663336 | PCE |  |  |  | 73269098
1529000 | KX | KX Terminal box, WHD: 200x150x120 mm, sheet steel | KX Terminal box, WHD: 200x150x120 mm, sheet steel, without mounting plate, with cover, without gland plate | EC000261 | 1529000 | Rittal | 200 | 150 | 120 | 1.75 | x |  |  | 4.16 | 2021-05-01 | 23.2 | 1 | piece(s) | 4028177816350 | PCE |  |  |  | 73269098
1529010 | KL | KL Terminal box, WHD: 300x200x120 mm, Stainless steel 1.4301 | KL Terminal box, WHD: 300x200x120 mm, Stainless steel 1.4301, without mounting plate, with cover, without gland plate | EC000261 | 1529010 | Rittal | 300 | 200 | 120 | 2.9 | x |  |  | 8.853 | 2021-05-01 | 147.9 | 1 | piece(s) | 4028177663343 | PCE |  |  |  | 73269098
1530000 | KX | KX Terminal box, WHD: 300x150x120 mm, sheet steel | KX Terminal box, WHD: 300x150x120 mm, sheet steel, without mounting plate, with cover, with gland plate | EC000261 | 1530000 | Rittal | 300 | 150 | 120 | 2.62 | x |  |  | 6.629 | 2021-05-01 | 32.3 | 1 | piece(s) | 4028177816367 | PCE |  |  |  | 73269098
1530010 | KL | KL Terminal box, WHD: 400x300x120 mm, Stainless steel 1.4301 | KL Terminal box, WHD: 400x300x120 mm, Stainless steel 1.4301, without mounting plate, with cover, without gland plate | EC000261 | 1530010 | Rittal | 400 | 300 | 120 | 4.6 | x |  |  | 17.159 | 2021-05-01 | 176 | 1 | piece(s) | 4028177663350 | PCE |  |  |  | 73269098
1531000 | KX | KX Terminal box, WHD: 300x200x120 mm, sheet steel | KX Terminal box, WHD: 300x200x120 mm, sheet steel, without mounting plate, with cover, with gland plate | EC000261 | 1531000 | Rittal | 300 | 200 | 120 | 3.12 | x |  |  | 8.626 | 2021-05-01 | 34.1 | 1 | piece(s) | 4028177816374 | PCE |  |  |  | 73269098
1532000 | KX | KX Terminal box, WHD: 400x200x120 mm, sheet steel | KX Terminal box, WHD: 400x200x120 mm, sheet steel, without mounting plate, with cover, with gland plate | EC000261 | 1532000 | Rittal | 400 | 200 | 120 | 3.82 | x |  |  | 11.391 | 2021-05-01 | 38.2 | 1 | piece(s) | 4028177816381 | PCE |  |  |  | 73269098
1533000 | KX | KX Terminal box, WHD: 500x200x120 mm, sheet steel | KX Terminal box, WHD: 500x200x120 mm, sheet steel, without mounting plate, with cover, with gland plate | EC000261 | 1533000 | Rittal | 500 | 200 | 120 | 4.73 | x |  |  | 14.156 | 2021-05-01 | 44.6 | 1 | piece(s) | 4028177816398 | PCE |  |  |  | 73269098
1535000 | KX | KX Terminal box, WHD: 300x300x120 mm, sheet steel | KX Terminal box, WHD: 300x300x120 mm, sheet steel, without mounting plate, with cover, with gland plate | EC000261 | 1535000 | Rittal | 300 | 300 | 120 | 4.47 | x |  |  | 12.62 | 2021-05-01 | 41.6 | 1 | piece(s) | 4028177816404 | PCE |  |  |  | 73269098
1536000 | KX | KX Terminal box, WHD: 400x300x120 mm, sheet steel | KX Terminal box, WHD: 400x300x120 mm, sheet steel, without mounting plate, with cover, with gland plate | EC000261 | 1536000 | Rittal | 400 | 300 | 120 | 5.4 | x |  |  | 16.665 | 2021-05-01 | 45.3 | 1 | piece(s) | 4028177816411 | PCE |  |  |  | 73269098
1537000 | KX | KX Terminal box, WHD: 500x300x120 mm, sheet steel | KX Terminal box, WHD: 500x300x120 mm, sheet steel, without mounting plate, with cover, with gland plate | EC000261 | 1537000 | Rittal | 500 | 300 | 120 | 6.01 | x |  |  | 20.709 | 2021-05-01 | 51.3 | 1 | piece(s) | 4028177816428 | PCE |  |  |  | 73269098
1538000 | KX | KX Terminal box, WHD: 600x300x120 mm, sheet steel | KX Terminal box, WHD: 600x300x120 mm, sheet steel, without mounting plate, with cover, with gland plate | EC000261 | 1538000 | Rittal | 600 | 300 | 120 | 7.02 | x |  |  | 24.754 | 2021-05-01 | 55.6 | 1 | piece(s) | 4028177816435 | PCE |  |  |  | 73269098
1539000 | KX | KX Terminal box, WHD: 400x400x120 mm, sheet steel | KX Terminal box, WHD: 400x400x120 mm, sheet steel, without mounting plate, with cover, with gland plate | EC000261 | 1539000 | Rittal | 400 | 400 | 120 | 6.61 | x |  |  | 22.547 | 2021-05-01 | 53.4 | 1 | piece(s) | 4028177816442 | PCE |  |  |  | 73269098
1540000 | KX | KX Terminal box, WHD: 600x400x120 mm, sheet steel | KX Terminal box, WHD: 600x400x120 mm, sheet steel, without mounting plate, with cover, with gland plate | EC000261 | 1540000 | Rittal | 600 | 400 | 120 | 9.32 | x |  |  | 32.588 | 2021-05-01 | 61.2 | 1 | piece(s) | 4028177816459 | PCE |  |  |  | 73269098
1541000 | KX | KX Terminal box, WHD: 800x400x120 mm, sheet steel | KX Terminal box, WHD: 800x400x120 mm, sheet steel, without mounting plate, with cover, with gland plate | EC000261 | 1541000 | Rittal | 800 | 400 | 120 | 11.1 | x |  |  | 43.237 | 2021-05-01 | 72.7 | 1 | piece(s) | 4028177816466 | PCE |  |  |  | 73269098
1545000 | KX | KX E-Box, WHD: 150X300x80 mm, sheet steel | KX E-Box, WHD: 150X300x80 mm, sheet steel, with mounting plate, with door | EC000261 | 1545000 | Rittal | 150 | 300 | 80 | 2.54 | 125 x 285 | 125 | 285 | 5.188 | 2021-05-01 | 31.1 | 1 | piece(s) | 4028177816473 | PCE |  |  |  | 94032080
1546000 | KX | KX E-Box, WHD: 200x200x80 mm, sheet steel | KX E-Box, WHD: 200x200x80 mm, sheet steel, with mounting plate, with door | EC000261 | 1546000 | Rittal | 200 | 200 | 80 | 2.26 | 175 x 185 | 175 | 185 | 4.541 | 2021-05-01 | 29.1 | 1 | piece(s) | 4028177816480 | PCE |  |  |  | 94032080
1547000 | KX | KX E-Box, WHD: 200x400x80 mm, sheet steel | KX E-Box, WHD: 200x400x80 mm, sheet steel, with mounting plate, with door | EC000261 | 1547000 | Rittal | 200 | 400 | 80 | 4.15 | 175 x 385 | 175 | 385 | 9.017 | 2021-05-01 | 37.9 | 1 | piece(s) | 4028177816497 | PCE |  |  |  | 94032080
1548000 | KX | KX E-Box, WHD: 150x300x120 mm, sheet steel | KX E-Box, WHD: 150x300x120 mm, sheet steel, with mounting plate, with door | EC000261 | 1548000 | Rittal | 150 | 300 | 120 | 2.93 | 125 x 285 | 125 | 285 | 7.152 | 2021-05-01 | 31.1 | 1 | piece(s) | 4028177816503 | PCE |  |  |  | 94032080
1549000 | KX | KX E-Box, WHD: 200x200x120 mm, sheet steel | KX E-Box, WHD: 200x200x120 mm, sheet steel, with mounting plate, with door | EC000261 | 1549000 | Rittal | 200 | 200 | 120 | 2.64 | 175 x 185 | 175 | 185 | 6.261 | 2021-05-01 | 29.9 | 1 | piece(s) | 4028177816510 | PCE |  |  |  | 94032080
1550000 | KX | KX E-Box, WHD: 200x400x120 mm, sheet steel | KX E-Box, WHD: 200x400x120 mm, sheet steel, with mounting plate, with door | EC000261 | 1550000 | Rittal | 200 | 400 | 120 | 4.62 | 175 x 385 | 175 | 385 | 12.813 | 2021-05-01 | 37.1 | 1 | piece(s) | 4028177816527 | PCE |  |  |  | 94032080
1551000 | KX | KX E-Box, WHD: 150x150x80 mm, sheet steel | KX E-Box, WHD: 150x150x80 mm, sheet steel, with mounting plate, with door | EC000261 | 1551000 | Rittal | 150 | 150 | 80 | 1.49 | 125 x 135 | 125 | 135 | 2.653 | 2021-05-01 | 27.6 | 1 | piece(s) | 4028177816534 | PCE |  |  |  | 94032080
1552000 | KX | KX E-Box, WHD: 200x300x80 mm, sheet steel | KX E-Box, WHD: 200x300x80 mm, sheet steel, with mounting plate, with door | EC000261 | 1552000 | Rittal | 200 | 300 | 80 | 3.18 | 175 x 285 | 175 | 285 | 6.779 | 2021-05-01 | 34 | 1 | piece(s) | 4028177816541 | PCE |  |  |  | 94032080
1553000 | KX | KX E-Box, WHD: 150x150x120 mm, sheet steel | KX E-Box, WHD: 150x150x120 mm, sheet steel, with mounting plate, with door | EC000261 | 1553000 | Rittal | 150 | 150 | 120 | 1.72 | 125 x 135 | 125 | 135 | 3.709 | 2021-05-01 | 28.6 | 1 | piece(s) | 4028177816558 | PCE |  |  |  | 94032080
1554000 | KX | KX E-Box, WHD: 200x300x120 mm, sheet steel | KX E-Box, WHD: 200x300x120 mm, sheet steel, with mounting plate, with door | EC000261 | 1554000 | Rittal | 200 | 300 | 120 | 3.63 | 175 x 285 | 175 | 285 | 9.155 | 2021-05-01 | 33.9 | 1 | piece(s) | 4028177816565 | PCE |  |  |  | 94032080
1555000 | KX | KX E-Box, WHD: 300x300x120 mm, sheet steel | KX E-Box, WHD: 300x300x120 mm, sheet steel, with mounting plate, with door | EC000261 | 1555000 | Rittal | 300 | 300 | 120 | 5.14 | 275 x 285 | 275 | 285 | 13.734 | 2021-05-01 | 37.7 | 1 | piece(s) | 4028177816572 | PCE |  |  |  | 94032080
1556000 | KX | KX E-Box, WHD: 300x400x120 mm, sheet steel | KX E-Box, WHD: 300x400x120 mm, sheet steel, with mounting plate, with door | EC000261 | 1556000 | Rittal | 300 | 400 | 120 | 6.38 | 275 x 385 | 275 | 385 | 17.916 | 2021-05-01 | 42.3 | 1 | piece(s) | 4028177816589 | PCE |  |  |  | 94032080
1557000 | KX | KX E-Box, WHD: 200x500x120 mm, sheet steel | KX E-Box, WHD: 200x500x120 mm, sheet steel, with mounting plate, with door | EC000261 | 1557000 | Rittal | 200 | 500 | 120 | 5.57 | 175 x 485 | 175 | 485 | 15.365 | 2021-05-01 | 42.3 | 1 | piece(s) | 4028177816596 | PCE |  |  |  | 94032080
1558010 | BG | BG Bus enclosure, WHD: 400x200x123 mm, Stainless steel 1.4301 | BG Bus enclosure, WHD: 400x200x123 mm, Stainless steel 1.4301, without mounting plate, with cover, with support rail | EC000261 | 1558010 | Rittal | 400 | 200 | 123 | 4.5 |  | 0 | 0 | 11.759 | 2021-05-01 | 163.5 | 1 | piece(s) | 4028177009912 | PCE |  |  |  | 94032080
1559010 | BG | BG Bus enclosure, WHD: 600x200x123 mm, Stainless steel 1.4301 | BG Bus enclosure, WHD: 600x200x123 mm, Stainless steel 1.4301, without mounting plate, with cover, with support rail | EC000261 | 1559010 | Rittal | 600 | 200 | 123 | 6 |  | 0 | 0 | 18.239 | 2021-05-01 | 181.8 | 1 | piece(s) | 4028177009950 | PCE |  |  |  | 94032080
1560000 | KX | KX Terminal box, WHD: 150x150x80 mm, stainless steel 1.4301 | KX Terminal box, WHD: 150x150x80 mm, stainless steel 1.4301, without mounting plate, with cover, without gland plate | EC000261 | 1560000 | Rittal | 150 | 150 | 80 | 1.3 | x |  |  | 2.292 | 2021-05-01 | 93.1 | 1 | piece(s) | 4028177919174 | PCE |  |  |  | 73269098
1560800 | KX | KX Mounting plate, for KX, WH: 125x135 mm | KX Mounting plate, for terminal boxes KX and bus enclosures KX, WH: 125x135 mm | EC000213 | 1560800 | Rittal | 0 | 0 | 0 | 0.23 | x |  |  | 0.182 | 2021-05-01 | 2.68 | 1 | piece(s) | 4028177925151 | PCE |  |  |  | 73269098
1561000 | KX | KX Terminal box, WHD: 300x150x80 mm, stainless steel 1.4301 | KX Terminal box, WHD: 300x150x80 mm, stainless steel 1.4301, without mounting plate, with cover, without gland plate | EC000261 | 1561000 | Rittal | 300 | 150 | 80 | 1.8 | x |  |  | 4.242 | 2021-05-01 | 112.9 | 1 | piece(s) | 4028177919181 | PCE |  |  |  | 73269098
1561800 | KX | KX Mounting plate, for KX, WH: 125x285 mm | KX Mounting plate, for terminal boxes KX and bus enclosures KX, WH: 125x285 mm | EC000213 | 1561800 | Rittal | 0 | 0 | 0 | 0.55 | x |  |  | 0.325 | 2021-05-01 | 3.47 | 1 | piece(s) | 4028177925397 | PCE |  |  |  | 73269098
1562000 | KX | KX Terminal box, WHD: 200x200x80 mm, stainless steel 1.4301 | KX Terminal box, WHD: 200x200x80 mm, stainless steel 1.4301, without mounting plate, with cover, without gland plate | EC000261 | 1562000 | Rittal | 200 | 200 | 80 | 1.8 | x |  |  | 3.771 | 2021-05-01 | 111.5 | 1 | piece(s) | 4028177919044 | PCE |  |  |  | 73269098
1562800 | KX | KX Mounting plate:, for KX, WH: 175x185 mm | KX Mounting plate, for terminal boxes KX and bus enclosures KX, WH: 175x185 mm | EC000213 | 1562800 | Rittal | 0 | 0 | 0 | 0.48 | x |  |  | 0.178 | 2021-05-01 | 3.47 | 1 | piece(s) | 4028177925335 | PCE |  |  |  | 73269098
1563000 | KX | KX Terminal box, WHD: 300x200x80 mm, stainless steel 1.4301 | KX Terminal box, WHD: 300x200x80 mm, stainless steel 1.4301, without mounting plate, with cover, without gland plate | EC000261 | 1563000 | Rittal | 300 | 200 | 80 | 2.4 | x |  |  | 5.858 | 2021-05-01 | 129.1 | 1 | piece(s) | 4028177919198 | PCE |  |  |  | 73269098
1563800 | KX | KX Mounting plate, for KX, WH: 175x285 mm | KX Mounting plate, for terminal boxes KX and bus enclosures KX, WH: 175x285 mm | EC000213 | 1563800 | Rittal | 0 | 0 | 0 | 0.75 | x |  |  | 0.436 | 2021-05-01 | 4.15 | 1 | piece(s) | 4028177925366 | PCE |  |  |  | 73269098
1564000 | KX | KX Terminal box, WHD: 150x150x120 mm, stainless steel 1.4301 | KX Terminal box, WHD: 150x150x120 mm, stainless steel 1.4301, without mounting plate, with cover, without gland plate | EC000261 | 1564000 | Rittal | 150 | 150 | 120 | 1.6 | x |  |  | 3.348 | 2021-05-01 | 107.9 | 1 | piece(s) | 4028177919051 | PCE |  |  |  | 73269098
1564800 | KX | KX Mounting plate, for KX, WH: 175x385 mm | KX Mounting plate, for terminal boxes KX and bus enclosures KX, WH: 175x385 mm | EC000213 | 1564800 | Rittal | 0 | 0 | 0 | 1.1 | x |  |  | 2.165 | 2021-05-01 | 5.11 | 1 | piece(s) | 4028177925373 | PCE |  |  |  | 73269098
1565000 | KX | KX Terminal box, WHD: 200x200x120 mm, stainless steel 1.4301 | KX Terminal box, WHD: 200x200x120 mm, stainless steel 1.4301, without mounting plate, with cover, without gland plate | EC000261 | 1565000 | Rittal | 200 | 200 | 120 | 2.2 | x |  |  | 5.732 | 2021-05-01 | 122.3 | 1 | piece(s) | 4028177919068 | PCE |  |  |  | 73269098
1565800 | KX | KX Mounting plate, for KX, WH: 175x485 mm | KX Mounting plate:, for terminal boxes KX and bus enclosures KX, for WH: 175x485 mm | EC000213 | 1565800 | Rittal | 0 | 0 | 0 | 1.31 | x |  |  | 2.72 | 2021-05-01 | 6.39 | 1 | piece(s) | 4028177925328 | PCE |  |  |  | 73269098
1566000 | KX | KX Terminal box, WHD: 300x200x120 mm, stainless steel 1.4301 | KX Terminal box, WHD: 300x200x120 mm, stainless steel 1.4301, without mounting plate, with cover, without gland plate | EC000261 | 1566000 | Rittal | 300 | 200 | 120 | 2.9 | x |  |  | 8.556 | 2021-05-01 | 147.9 | 1 | piece(s) | 4028177919204 | PCE |  |  |  | 73269098
1566800 | KX | KX Mounting plate, for KX, WH: 175x585 mm | KX Mounting plate, for terminal boxes KX and bus enclosures KX, WH: 175x585 mm | EC000213 | 1566800 | Rittal | 0 | 0 | 0 | 1.68 | x |  |  | 3.247 | 2021-05-01 | 7.73 | 1 | piece(s) | 4028177925380 | PCE |  |  |  | 94039010
1567000 | KX | KX Terminal box, WHD: 300x300x120 mm, stainless steel 1.4301 | KX Terminal box, WHD: 300x300x120 mm, stainless steel 1.4301, without mounting plate, with cover, without gland plate | EC000261 | 1567000 | Rittal | 300 | 300 | 120 | 3.9 | x |  |  | 12.573 | 2021-05-01 | 156.9 | 1 | piece(s) | 4028177919075 | PCE |  |  |  | 73269098
1567800 | KX | KX Mounting plate, for KX, WH: 275x285 mm | KX Mounting plate, for terminal boxes KX and bus enclosures KX, WH: 275x285 mm | EC000213 | 1567800 | Rittal | 0 | 0 | 0 | 1.24 | x |  |  | 2.523 | 2021-05-01 | 5.66 | 1 | piece(s) | 4028177925342 | PCE |  |  |  | 73269098
1568000 | KX | KX Terminal box, WHD: 400x200x120 mm, stainless steel 1.4301 | KX Terminal box, WHD: 400x200x120 mm, stainless steel 1.4301, without mounting plate, with cover, without gland plate | EC000261 | 1568000 | Rittal | 400 | 200 | 120 | 3.6 | x |  |  | 10.784 | 2021-05-01 | 146.9 | 1 | piece(s) | 4028177919082 | PCE |  |  |  | 73269098
1568800 | KX | KX Mounting plate, for KX, WH: 275x385 mm | KX Mounting plate, for terminal boxes KX and bus enclosures KX, WH: 275x385 mm | EC000213 | 1568800 | Rittal | 0 | 0 | 0 | 1.66 | x |  |  | 1.092 | 2021-05-01 | 7.18 | 1 | piece(s) | 4028177925175 | PCE |  |  |  | 73269098
1569000 | KX | KX Terminal box, WHD: 400x300x120 mm, stainless steel 1.4301 | KX Terminal box, WHD: 400x300x120 mm, stainless steel 1.4301, without mounting plate, with cover, without gland plate | EC000261 | 1569000 | Rittal | 400 | 300 | 120 | 4.6 | x |  |  | 16.724 | 2021-05-01 | 176 | 1 | piece(s) | 4028177919211 | PCE |  |  |  | 73269098
1569800 | KX | KX Mounting plate, for KX, WH: 275x485 mm | KX Mounting plate, for terminal boxes KX and bus enclosures KX, WH: 275x485 mm | EC000213 | 1569800 | Rittal | 0 | 0 | 0 | 2.12 | x |  |  | 0.407 | 2021-05-01 | 9.25 | 1 | piece(s) | 4028177925144 | PCE |  |  |  | 73269098
1570800 | KX | KX Mounting plate, for KX, WH: 275x585 mm | KX Mounting plate, for terminal boxes KX and bus enclosures KX, WH: 275x585 mm | EC000213 | 1570800 | Rittal | 0 | 0 | 0 | 2.62 | x |  |  | 5.133 | 2021-05-01 | 11.4 | 1 | piece(s) | 4028177925113 | PCE |  |  |  | 73269098
1570810 | KX | KX Mounting plate, for KX, for WH: 800x300 mm | KX Mounting plate, for terminal boxes KX and bus enclosures KX, for WH: 800x300 mm | EC000213 | 1570810 | Rittal | 0 | 0 | 0 | 3.48 | x |  |  | 0.111 | 2021-05-01 | 16.6 | 1 | piece(s) | 4028177938038 | PCE |  |  |  | 94039010
1571800 | KX | KX Mounting plate, for KX, WH: 400x400 mm | KX Mounting plate, for terminal boxes KX and bus enclosures KX, WH: 375x385 mm | EC000213 | 1571800 | Rittal | 0 | 0 | 0 | 2.29 | x |  |  | 4.505 | 2021-05-01 | 9.97 | 1 | piece(s) | 4028177925168 | PCE |  |  |  | 73269098
1572800 | KX | KX Mounting plate, for KX, WH: 375x585 mm | KX Mounting plate, for terminal boxes KX and bus enclosures KX, WH: 375x585 mm | EC000213 | 1572800 | Rittal | 0 | 0 | 0 | 3.58 | x |  |  | 6.903 | 2021-05-01 | 14.6 | 1 | piece(s) | 4028177925359 | PCE |  |  |  | 73269098
1573800 | KX | KX Mounting plate, for KX, WH: 375x785 mm | KX Mounting plate, for terminal boxes KX and bus enclosures KX, WH: 375x785 mm | EC000213 | 1573800 | Rittal | 0 | 0 | 0 | 4.74 | x |  |  | 9.243 | 2021-05-01 | 17.7 | 1 | piece(s) | 4028177925137 | PCE |  |  |  | 73269098
1574000 | KX | KX E-Box, WHD: 200x300x155 mm, sheet steel | KX E-Box, WHD: 200x300x155 mm, sheet steel, with mounting plate, with door | EC000261 | 1574000 | Rittal | 200 | 300 | 155 | 3.98 | 175 x 285 | 175 | 285 | 11.65 | 2021-05-01 | 37.2 | 1 | piece(s) | 4028177816602 | PCE |  |  |  | 94032080
1574800 | KX | KX Mounting plate, for KX, WH: 175x785 mm | KX Mounting plate, for terminal boxes KX and bus enclosures KX, WH: 175x785 mm | EC000213 | 1574800 | Rittal | 0 | 0 | 0 | 2.16 | x |  |  | 2.923 | 2021-05-01 | 11.9 | 1 | piece(s) | 4028177925403 | PCE |  |  |  | 73269098
1575000 | KX | KX E-Box, WHD: 300x300x155 mm, sheet steel | KX E-Box, WHD: 300x300x155 mm, sheet steel, with mounting plate, with door | EC000261 | 1575000 | Rittal | 300 | 300 | 155 | 5.5 | 275 x 285 | 275 | 285 | 17.119 | 2021-05-01 | 41.6 | 1 | piece(s) | 4028177816619 | PCE |  |  |  | 94032080
1575800 | KX | KX Mounting plate, for KX, WH: 125x185 mm | KX Mounting plate, for terminal boxes KX and bus enclosures KX, WH: 125x185 mm | EC000213 | 1575800 | Rittal | 0 | 0 | 0 | 0.34 | x |  |  | 0.128 | 2021-05-01 | 3.11 | 1 | piece(s) | 4028177925427 | PCE |  |  |  | 73269098
1576000 | KX | KX E-Box, WHD: 380x300x155 mm, sheet steel | KX E-Box, WHD: 380x300x155 mm, sheet steel, with mounting plate, with door | EC000261 | 1576000 | Rittal | 380 | 300 | 155 | 6.64 | 365 x 275 | 365 | 275 | 21.604 | 2021-05-01 | 44.5 | 1 | piece(s) | 4028177816626 | PCE |  |  |  | 94032080
1576800 | KX | KX Mounting plate, for KX, WH: 125x385 mm | KX Mounting plate, for terminal boxes KX and bus enclosures KX, WH: 125x385 mm | EC000213 | 1576800 | Rittal | 0 | 0 | 0 | 0.75 | x |  |  | 0.437 | 2021-05-01 | 4.38 | 1 | piece(s) | 4028177925410 | PCE |  |  |  | 73269098
1577000 | KX | KX E-Box, WHD: 300x400x155 mm, sheet steel | KX E-Box, WHD: 300x400x155 mm, sheet steel, with mounting plate, with door | EC000261 | 1577000 | Rittal | 300 | 400 | 155 | 6.98 | 275 x 385 | 275 | 385 | 22.77 | 2021-05-01 | 50 | 1 | piece(s) | 4028177816633 | PCE |  |  |  | 94032080
1578000 | KX | KX E-Box, WHD: 300x600x155 mm, sheet steel | KX E-Box, WHD: 300x600x155 mm, sheet steel, with mounting plate, with door | EC000261 | 1578000 | Rittal | 300 | 600 | 155 | 10.3 | 275 x 585 | 275 | 585 | 33.795 | 2021-05-01 | 63.1 | 1 | piece(s) | 4028177816640 | PCE |  |  |  | 94032080
1579000 | KX | KX E-Box, WHD: 300x800x155 mm, sheet steel | KX E-Box, WHD: 300x800x155 mm, sheet steel, with mounting plate, with door | EC000261 | 1579000 | Rittal | 300 | 800 | 155 | 12.8 | 275 x 785 | 275 | 785 | 44.819 | 2021-05-01 | 77.6 | 1 | piece(s) | 4028177816657 | PCE |  |  |  | 94032080
1581200 | SZ | KX Metal gland plate, with metric knockouts, for cable diameter M20 | KX Metal gland plate, with metric knockouts, for cable diameter M20 | EC000211 | 1581200 | Rittal | 0 | 0 | 0 | 0.317 | x |  |  | 0.04 | 2021-05-01 | 5.96 | 1 | piece(s) | 4028177940536 | PCE |  |  |  | 94039010
1583000 | KX | KX Bus enclosure, WHD: 200x300x80 mm, stainless steel 1.4301 | KX Bus enclosure, WHD: 200x300x80 mm, stainless steel 1.4301, with hinged lid | EC000261 | 1583000 | Rittal | 200 | 300 | 80 | 2.8 |  | 0 | 0 | 5.858 | 2021-05-01 | 131.6 | 1 | piece(s) | 4028177919099 | PCE |  |  |  | 94032080
1583010 | BG | BG Bus enclosure, WHD: 200x300x80 mm, Stainless steel 1.4301 | BG Bus enclosure, WHD: 200x300x80 mm, Stainless steel 1.4301, without mounting plate, with cover, with support rail | EC000261 | 1583010 | Rittal | 200 | 300 | 80 | 2.8 |  | 0 | 0 | 6.684 | 2021-05-01 | 131.6 | 1 | piece(s) | 4028177010932 | PCE |  |  |  | 94032080
1584000 | KX | KX E-Box, WHD: 200x300x120 mm, stainless steel 1.4301 | KX E-Box, WHD: 200x300x120 mm, stainless steel 1.4301, with mounting plate, single-door, with one cam lock | EC000261 | 1584000 | Rittal | 200 | 300 | 120 | 3.6 | 175 x 285 | 175 | 285 | 9.155 | 2021-05-01 | 119.2 | 1 | piece(s) | 4028177919105 | PCE |  |  |  | 94032080
1584010 | BG | BG Bus enclosure, WHD: 300x300x80 mm, Stainless steel 1.4301 | BG Bus enclosure, WHD: 300x300x80 mm, Stainless steel 1.4301, without mounting plate, with cover, with support rail | EC000261 | 1584010 | Rittal | 300 | 300 | 80 | 3.7 |  | 0 | 0 | 9.92 | 2021-05-01 | 151.5 | 1 | piece(s) | 4028177010970 | PCE |  |  |  | 94032080
1585000 | KX | KX Bus enclosure, WHD: 400x200x120 mm, stainless steel 1.4301 | KX Bus enclosure, WHD: 400x200x120 mm, stainless steel 1.4301, with hinged lid | EC000261 | 1585000 | Rittal | 400 | 200 | 120 | 4.5 |  | 0 | 0 | 10.784 | 2021-05-01 | 163.5 | 1 | piece(s) | 4028177919112 | PCE |  |  |  | 94032080
1585010 | BG | BG Bus enclosure, WHD: 400x300x80 mm, Stainless steel 1.4301 | BG Bus enclosure, WHD: 400x300x80 mm, Stainless steel 1.4301, without mounting plate, with cover, with support rail | EC000261 | 1585010 | Rittal | 400 | 300 | 80 | 4.5 |  | 0 | 0 | 13.442 | 2021-05-01 | 163.8 | 1 | piece(s) | 4028177011014 | PCE |  |  |  | 94032080
1586000 | KX | KX Bus enclosure, WHD: 600x200x120 mm, stainless steel 1.4301 | KX Bus enclosure, WHD: 600x200x120 mm, stainless steel 1.4301, with hinged lid | EC000261 | 1586000 | Rittal | 600 | 200 | 120 | 6 |  | 0 | 0 | 16.083 | 2021-05-01 | 181.8 | 1 | piece(s) | 4028177919129 | PCE |  |  |  | 94032080
1587000 | KX | KX E-Box, WHD: 200x300x155 mm, stainless steel 1.4301 | KX E-Box, WHD: 200x300x155 mm, stainless steel 1.4301, with mounting plate, single-door, with one cam lock | EC000261 | 1587000 | Rittal | 200 | 300 | 155 | 4.1 | 175 x 285 | 175 | 285 | 11.65 | 2021-05-01 | 135.3 | 1 | piece(s) | 4028177919136 | PCE |  |  |  | 94032080
1588000 | KX | KX E-Box, WHD: 380x300x155 mm, stainless steel 1.4301 | KX E-Box, WHD: 380x300x155 mm, stainless steel 1.4301, with mounting plate, single-door, with one cam lock | EC000261 | 1588000 | Rittal | 380 | 300 | 155 | 7.5 | 365 x 275 | 365 | 275 | 21.604 | 2021-05-01 | 156.8 | 1 | piece(s) | 4028177919143 | PCE |  |  |  | 94032080
1589000 | KX | KX Terminal box, WHD: 400x150x120 mm, sheet steel | KX Terminal box, WHD: 400x150x120 mm, sheet steel, without mounting plate, with cover, without gland plate | EC000261 | 1589000 | Rittal | 400 | 150 | 120 | 2.98 | x |  |  | 8.179 | 2021-05-01 | 28.8 | 1 | piece(s) | 4028177816664 | PCE |  |  |  | 73269098
1590010 | KX | SZ Wall mounting bracket, for AX and KX, sheet steel | SZ Wall mounting bracket, for AX and KX, sheet steel, wall distance: 8 mm | EC002625 | 1590010 | Rittal |  |  |  | 0.14 | x |  |  | 0.001 | 2021-05-01 | 5.98 | 4 | piece(s) | 4028177938045 | PK |  |  |  | 73182900
1592200 | KX | KX Cover hinge, for terminal boxes KX, die-cast zinc | KX Cover hinge, for terminal boxes KX, die-cast zinc | EC001167 | 1592200 | Rittal |  |  |  | 0.156 | x |  |  | 0.13 | 2021-05-01 | 10.23 | 6 | piece(s) | 4028177938069 | PK |  |  |  | 73182900
1592210 | KX | KX Cover hinge, for terminal boxes KX, stainless steel 1.4404 | KX Cover hinge, for terminal boxes KX, stainless steel 1.4404 | EC001167 | 1592210 | Rittal |  |  |  | 0.066 | x |  |  | 0.135 | 2021-05-01 | 23.2 | 2 | piece(s) | 4028177938076 | PK |  |  |  | 73182900
1594010 | KX | SZ Wall mounting bracket, for AX and KX, stainless steel | SZ Wall mounting bracket, for AX and KX, stainless steel, wall distance: 8 mm | EC002625 | 1594010 | Rittal |  |  |  | 0.148 | x |  |  | 0.52 | 2021-05-01 | 13.9 | 4 | piece(s) | 4028177938083 | PK |  |  |  | 73182900
1610000 | KX | KX Bus enclosure, WHD: 400x200x155 mm, sheet steel | KX Bus enclosure, WHD: 400x200x155 mm, sheet steel, with solid base, with hinged cover and viewing window | EC000261 | 1610000 | Rittal | 400 | 200 | 155 | 2.36 |  | 0 | 0 | 13.648 | 2021-05-01 | 68.2 | 1 | piece(s) | 4028177816671 | PCE |  |  |  | 94032080
1611000 | KX | KX Bus enclosure, WHD: 400x300x155 mm, sheet steel | KX Bus enclosure, WHD: 400x300x155 mm, sheet steel, with solid base, with hinged cover and viewing window | EC000261 | 1611000 | Rittal | 400 | 300 | 155 | 4.72 |  | 0 | 0 | 20.242 | 2021-05-01 | 76.6 | 1 | piece(s) | 4028177816688 | PCE |  |  |  | 94032080
1612000 | KX | KX Bus enclosure, WHD: 600x300x155 mm, sheet steel | KX Bus enclosure, WHD: 600x300x155 mm, sheet steel, with solid base, with hinged cover and viewing window | EC000261 | 1612000 | Rittal | 600 | 300 | 155 | 5.47 |  | 0 | 0 | 30.189 | 2021-05-01 | 98.7 | 1 | piece(s) | 4028177816695 | PCE |  |  |  | 94032080
1613000 | KX | KX Bus enclosure, WHD: 800x300x155 mm, sheet steel | KX Bus enclosure, WHD: 800x300x155 mm, sheet steel, with solid base, with hinged cover and viewing window | EC000261 | 1613000 | Rittal | 800 | 300 | 155 | 7.78 |  | 0 | 0 | 41.781 | 2021-05-01 | 123.8 | 1 | piece(s) | 4028177816701 | PCE |  |  |  | 94032080
1670600 | HD | HD Terminal box, WHD: 150x150x80 mm, Stainless steel 1.4301, with mounting plate | HD Terminal box, WHD: 150x150x80 mm, Stainless steel 1.4301, with cover and silicone seal | EC002713 | 1670600 | Rittal |  |  | 80 | 1.7 | x |  |  | 6.458 | 2021-05-01 | 150.7 | 1 | piece(s) | 4028177639737 | PCE |  |  |  | 94032080
1671600 | HD | HD Terminal box, WHD: 150x150x120 mm, Stainless steel 1.4301 | HD Terminal box, WHD: 150x150x120 mm, Stainless steel 1.4301, with cover and silicone seal | EC002713 | 1671600 | Rittal |  |  | 120 | 2.2 | x |  |  | 4.536 | 2021-05-01 | 165.3 | 1 | piece(s) | 4028177639744 | PCE |  |  |  | 94032080
1672600 | HD | HD Terminal box, WHD: 200x200x120 mm, Stainless steel 1.4301 | HD Terminal box, WHD: 200x200x120 mm, Stainless steel 1.4301, with cover and silicone seal | EC002713 | 1672600 | Rittal |  |  | 120 | 3 | x |  |  | 8.004 | 2021-05-01 | 176.3 | 1 | piece(s) | 4028177639751 | PCE |  |  |  | 94032080
1674600 | HD | HD Terminal box, WHD: 300x200x120 mm, Stainless steel 1.4301 | HD Terminal box, WHD: 300x200x120 mm, Stainless steel 1.4301, with cover and silicone seal | EC002713 | 1674600 | Rittal |  |  | 120 | 4 | x |  |  | 11.703 | 2021-05-01 | 187.4 | 1 | piece(s) | 4028177639768 | PCE |  |  |  | 94032080
1675600 | HD | HD Terminal box, WHD: 400x200x120 mm, Stainless steel 1.4301 | HD Terminal box, WHD: 400x200x120 mm, Stainless steel 1.4301, with cover and silicone seal | EC002713 | 1675600 | Rittal |  |  | 120 | 5 | x |  |  | 15.138 | 2021-05-01 | 198.4 | 1 | piece(s) | 4028177639775 | PCE |  |  |  | 94032080
1676600 | HD | HD Terminal box, WHD: 400x300x120 mm, Stainless steel 1.4301 | HD Terminal box, WHD: 400x300x120 mm, Stainless steel 1.4301, with cover and silicone seal | EC002713 | 1676600 | Rittal |  |  | 120 | 5.9 | x |  |  | 21.635 | 2021-05-01 | 214.3 | 1 | piece(s) | 4028177662728 | PCE |  |  |  | 94032080
1931200 | EL | EL Blanking plate, 482.6 mm (19"), 1 U | EL Blanking plate, 482.6 mm (19"), 1 U | EC000456 | 1931200 | Rittal | 0 |  |  | 0.564 | x |  |  | 0.107 | 2021-05-01 | 27.7 | 3 | piece(s) | 4028177012684 | PK |  |  |  | 76169990
1932200 | EL | EL Blanking plate, 482.6 mm (19"), 2 U | EL Blanking plate, 482.6 mm (19"), 2 U | EC000456 | 1932200 | Rittal | 0 |  |  | 1.128 | x |  |  | 0.213 | 2021-05-01 | 37.1 | 3 | piece(s) | 4028177012707 | PK |  |  |  | 76169990
1933200 | EL | EL Blanking plate, 482.6 mm (19"), 3 U | EL Blanking plate, 482.6 mm (19"), 3 U | EC000456 | 1933200 | Rittal | 0 |  |  | 1.689 | x |  |  | 0.32 | 2021-05-01 | 50.5 | 3 | piece(s) | 4028177012721 | PK |  |  |  | 76169990
1934200 | EL | EL Blanking plate, 482.6 mm (19"), 4 U | EL Blanking plate, 482.6 mm (19"), 4 U | EC000456 | 1934200 | Rittal | 0 |  |  | 2.181 | x |  |  | 0.429 | 2021-05-01 | 58.8 | 3 | piece(s) | 4028177012745 | PK |  |  |  | 76169990
1935200 | EL | EL Blanking plate, 482.6 mm (19"), 7 U | EL Blanking plate, 482.6 mm (19"), 7 U | EC000456 | 1935200 | Rittal | 0 |  |  | 4.005 | x |  |  | 0.752 | 2021-05-01 | 92.7 | 3 | piece(s) | 4028177012769 | PK |  |  |  | 76169990
1936200 | EL | EL Blanking plate, 482.6 mm (19"), 6 U | EL Blanking plate, 482.6 mm (19"), 6 U | EC000456 | 1936200 | Rittal | 0 |  |  | 3.381 | x |  |  | 0.643 | 2021-05-01 | 85.1 | 3 | piece(s) | 4028177012783 | PK |  |  |  | 76169990
1937200 | EL | EL Blanking plate, 482.6 mm (19"), 12 U | EL Blanking plate, 482.6 mm (19"), 12 U | EC000456 | 1937200 | Rittal | 0 |  |  | 7.035 | x |  |  | 3.687 | 2021-05-01 | 148.6 | 3 | piece(s) | 4028177012806 | PK |  |  |  | 76169990
1939200 | EL | EL Blanking plate, 482.6 mm (19"), 9 U | EL Blanking plate, 482.6 mm (19"), 9 U | EC000456 | 1939200 | Rittal | 0 |  |  | 5.313 | x |  |  | 0.97 | 2021-05-01 | 119.1 | 3 | piece(s) | 4028177012820 | PK |  |  |  | 76169990
1950000 | EL | EL Hinge, For blanking plates | EL Hinge, For blanking plates | EC001167 | 1950000 | Rittal | 0 |  |  | 0.06 | x |  |  | 0.04 | 2021-05-01 | 6.53 | 2 | piece(s) | 4028177012998 | PK |  |  |  | 83021000
1962200 | SR | SR Slide rails, for equipment with max. depth < 190 mm | SR Slide rails, for equipment with max. depth < 190 mm | EC002620 | 1962200 | Rittal |  |  |  | 1.66 | x |  |  | 0.143 | 2021-05-01 | 19.5 | 10 | piece(s) | 4028177013117 | PK |  |  |  | 73269098
1963200 | SR | SR Slide rails, for equipment with max. depth > 190 mm | SR Slide rails, for equipment with max. depth > 190 mm | EC002620 | 1963200 | Rittal |  |  |  | 2.38 | x |  |  | 0.539 | 2021-05-01 | 22.3 | 10 | piece(s) | 4028177013131 | PK |  |  |  | 73269098
1980200 | SR | SR Swing frame stay, with 180°-hinge | SR Swing frame stay, with 180°-hinge | EC002626 | 1980200 | Rittal |  |  |  | 0.658 | x |  |  | 0.512 | 2021-05-01 | 20.6 | 1 | piece(s) | 4028177013254 | PCE |  |  |  | 73269098
2034010 | AX | AX Mounting kit for swing frame, small, for AX and VX | AX Mounting kit for swing frame, small, for AX and VX | EC002620 | 2034010 | Rittal |  |  |  | 0.535 | x |  |  | 0.756 | 2021-05-01 | 34.5 | 1 | piece(s) | 4028177938090 | PCE |  |  |  | 83024900
2090000 | DK | DK 482.6 mm (19") fastener 1 U (M5), for 19" mounting angles and mounting frame | DK 482.6 mm (19") fastener 1 U (M5), for 19" mounting angles and mounting frame | EC002358 | 2090000 | Rittal |  |  |  | 0.36 | x |  |  | 0.006 | 2021-05-01 | 17.9 | 24 | piece(s) | 4028177802230 | PK |  |  |  | 73181900
2092200 | EL | EL Captive nuts, M6, Without contact, For metal thickness: 0,8-2 mm | EL Captive nuts, M6, Without contact, For metal thickness: 0,8-2 mm | EC002358 | 2092200 | Rittal |  |  |  | 0.2 | x |  |  | 0.002 | 2021-05-01 | 9.79 | 50 | piece(s) | 4028177014114 | PK |  |  |  | 73181692
2092500 | EL | EL Captive nuts, M5, Without contact, For metal thickness: 0,8-2 mm | EL Captive nuts, M5, Without contact, For metal thickness: 0,8-2 mm | EC002358 | 2092500 | Rittal |  |  |  | 0.2 | x |  |  | 0.002 | 2021-05-01 | 8.96 | 50 | piece(s) | 4028177187344 | PK |  |  |  | 73181692
2094200 | EL | EL Captive nuts, M6, With contact, For metal thickness: 0,8-2 mm | EL Captive nuts, M6, With contact, For metal thickness: 0,8-2 mm | EC002358 | 2094200 | Rittal |  |  |  | 0.2 | x |  |  | 0.002 | 2021-05-01 | 11.2 | 50 | piece(s) | 4028177014152 | PK |  |  |  | 73181692
2094400 | DK | DK Slot-in cable gland, 482.6 mm (19"), M6, L: 16 mm | DK Slot-in cable gland, 482.6 mm (19"), M6, L: 16 mm | EC002358 | 2094400 | Rittal |  |  |  | 0.35 | x |  |  | 0.004 | 2021-05-01 | 16.9 | 50 | piece(s) | 4028177488847 | PK |  |  |  | 73181900
2094500 | EL | EL Captive nuts, M5, With contact, For metal thickness: 0,8-2 mm | EL Captive nuts, M5, With contact, For metal thickness: 0,8-2 mm | EC002358 | 2094500 | Rittal |  |  |  | 0.2 | x |  |  | 0.002 | 2021-05-01 | 10.46 | 50 | piece(s) | 4028177187351 | PK |  |  |  | 73181692
2203400 | IN | IN Nylon loop tape, L: 5000 mm | IN Nylon loop tape, L: 5000 mm | EC000046 | 2203400 | Rittal | 16 |  |  | 0.04 | x |  |  | 0.19 | 2021-05-01 | 11.2 | 1 | piece(s) | 4028177490161 | PCE |  |  |  | 39191019
2231000 | EL | EL Ventilated front panel, 1 U, 482.6 mm (19") | EL Ventilated front panel, 1 U, 482.6 mm (19") | EC000331 | 2231000 | Rittal |  |  |  | 0.447 | x |  |  | 0.113 | 2021-05-01 | 36.5 | 3 | piece(s) | 4028177018938 | PK |  |  |  | 76169990
2232000 | EL | EL Ventilated front panel, 2 U, 482.6 mm (19") | EL Ventilated front panel, 2 U, 482.6 mm (19") | EC000331 | 2232000 | Rittal |  |  |  | 0.882 | x |  |  | 0.708 | 2021-05-01 | 45.2 | 3 | piece(s) | 4028177018952 | PK |  |  |  | 76169990
2233000 | EL | EL Ventilated front panel, 3 U, 482.6 mm (19") | EL Ventilated front panel, 3 U, 482.6 mm (19") | EC000331 | 2233000 | Rittal |  |  |  | 1.317 | x |  |  | 0.32 | 2021-05-01 | 63.3 | 3 | piece(s) | 4028177018976 | PK |  |  |  | 76169990
2243605 | EL | EL Wall-mounted enclosures, 3-part, WHD: 600x212x373 mm, 3 U | EL Wall-mounted enclosures, 3-part, 3 U, WHD: 600x212x373 mm, Protection category: IP 55, Designer glazed door | EC002500 | 2243605 | Rittal | 600 | 212 | 373 | 19.667 | 485 x 165 | 485 | 165 | 68.2 | 2021-05-01 | 267 | 1 | piece(s) | 4028177324305 | PCE |  |  |  | 94032080
2246605 | EL | EL Wall-mounted enclosures, 3-part, WHD: 600x345x373 mm, 6 U | EL Wall-mounted enclosures, 3-part, 6 U, WHD: 600x345x373 mm, Protection category: IP 55, Designer glazed door | EC002500 | 2246605 | Rittal | 600 | 345 | 373 | 24.967 | 485 x 299 | 485 | 299 | 103.664 | 2021-05-01 | 301 | 1 | piece(s) | 4028177324312 | PCE |  |  |  | 94032080
2249605 | EL | EL Wall-mounted enclosures, 3-part, WHD: 600x478x373 mm, 9 U | EL Wall-mounted enclosures, 3-part, 9 U, WHD: 600x478x373 mm, Protection category: IP 55, Designer glazed door | EC002500 | 2249605 | Rittal | 600 | 478 | 373 | 30 | 485 x 432 | 485 | 432 | 139.128 | 2021-05-01 | 318 | 1 | piece(s) | 4028177324329 | PCE |  |  |  | 94032080
2252605 | EL | EL Wall-mounted enclosures, 3-part, WHD: 600x612x373 mm, 12 U | EL Wall-mounted enclosures, 3-part, 12 U, WHD: 600x612x373 mm, Protection category: IP 55, Designer glazed door | EC002500 | 2252605 | Rittal | 600 | 612 | 373 | 36 | 485 x 565 | 485 | 565 | 175.956 | 2021-05-01 | 358 | 1 | piece(s) | 4028177324336 | PCE |  |  |  | 94032080
2253605 | EL | EL Wall-mounted enclosures, 3-part, WHD: 600x212x473 mm, 3 U | EL Wall-mounted enclosures, 3-part, 3 U, WHD: 600x212x473 mm, Protection category: IP 55, Designer glazed door | EC002500 | 2253605 | Rittal | 600 | 212 | 473 | 21.92 | 485 x 165 | 485 | 165 | 85.05 | 2021-05-01 | 296 | 1 | piece(s) | 4028177324374 | PCE |  |  |  | 94032080
2255605 | EL | EL Wall-mounted enclosures, 3-part, WHD: 600x746x373 mm, 15 U | EL Wall-mounted enclosures, 3-part, 15 U, WHD: 600x746x373 mm, Protection category: IP 55, Designer glazed door | EC002500 | 2255605 | Rittal | 600 | 746 | 373 | 42 | 485 x 699 | 485 | 699 | 210.056 | 2021-05-01 | 401 | 1 | piece(s) | 4028177324343 | PCE |  |  |  | 94032080
2256605 | EL | EL Wall-mounted enclosures, 3-part, WHD: 600x345x473 mm, 6 U | EL Wall-mounted enclosures, 3-part, 6 U, WHD: 600x345x473 mm, Protection category: IP 55, Designer glazed door | EC002500 | 2256605 | Rittal | 600 | 345 | 473 | 27.336 | 485 x 299 | 485 | 299 | 127.224 | 2021-05-01 | 303 | 1 | piece(s) | 4028177324381 | PCE |  |  |  | 94032080
2259605 | EL | EL Wall-mounted enclosures, 3-part, WHD: 600x478x473 mm, 9 U | EL Wall-mounted enclosures, 3-part, 9 U, WHD: 600x478x473 mm, Protection category: IP 55, Designer glazed door | EC002500 | 2259605 | Rittal | 600 | 478 | 473 | 33 | 485 x 432 | 485 | 432 | 176.904 | 2021-05-01 | 340 | 1 | piece(s) | 4028177324398 | PCE |  |  |  | 94032080
2261605 | EL | EL Wall-mounted enclosures, 3-part, WHD: 600x1012x373 mm, 21 U | EL Wall-mounted enclosures, 3-part, 21 U, WHD: 600x1012x373 mm, Protection category: IP 55, Designer glazed door | EC002500 | 2261605 | Rittal | 600 | 1012 | 373 | 53 | 485 x 965 | 485 | 965 | 283.712 | 2021-05-01 | 485 | 1 | piece(s) | 4028177324367 | PCE |  |  |  | 94032080
2262605 | EL | EL Wall-mounted enclosures, 3-part, WHD: 600x612x473 mm, 12 U | EL Wall-mounted enclosures, 3-part, 12 U, WHD: 600x612x473 mm, Protection category: IP 55, Designer glazed door | EC002500 | 2262605 | Rittal | 600 | 612 | 473 | 39 | 485 x 565 | 485 | 565 | 214.272 | 2021-05-01 | 382 | 1 | piece(s) | 4028177324404 | PCE |  |  |  | 94032080
2265605 | EL | EL Wall-mounted enclosures, 3-part, WHD: 600x746x473 mm, 15 U | EL Wall-mounted enclosures, 3-part, 15 U, WHD: 600x746x473 mm, Protection category: IP 55, Designer glazed door | EC002500 | 2265605 | Rittal | 600 | 746 | 473 | 45 | 485 x 699 | 485 | 699 | 265.496 | 2021-05-01 | 420 | 1 | piece(s) | 4028177324411 | PCE |  |  |  | 94032080
2271605 | EL | EL Wall-mounted enclosures, 3-part, WHD: 600x1012x473 mm, 21 U | EL Wall-mounted enclosures, 3-part, 21 U, WHD: 600x1012x473 mm, Protection category: IP 55, Designer glazed door | EC002500 | 2271605 | Rittal | 600 | 1012 | 473 | 56 | 485 x 965 | 485 | 965 | 349.422 | 2021-05-01 | 494 | 1 | piece(s) | 4028177324435 | PCE |  |  |  | 94032080
2304010 | HD | HD Cam lock, stainless steel, 1.4404 | HD Cam lock, stainless steel, 1.4404 | EC000327 | 2304010 | Rittal |  |  |  | 0.1 | x |  |  | 0.054 | 2021-05-01 | 25.5 | 1 | piece(s) | 4028177597815 | PCE |  |  |  | 83015000
2304100 | SZ | SZ Cam lock, for AX, stainless steel 1.4404 | SZ Cam lock, for AX, stainless steel 1.4404, with double-bit insert | EC000327 | 2304100 | Rittal |  |  |  | 0.141 | x |  |  | 0.12 | 2021-05-01 | 25 | 1 | piece(s) | 4028177939042 | PCE |  |  |  | 83015000
2307000 | SZ | SZ Lock insert, version A, Die-cast zinc, Fiat, L: 27 mm | SZ Lock insert, version A, Die-cast zinc, Fiat, L: 27 mm | EC000743 | 2307000 | Rittal |  |  |  | 0.02 | x |  |  | 0.012 | 2021-05-01 | 1.89 | 1 | piece(s) | 4028177020849 | PCE |  |  |  | 83015000
2308000 | SZ | SZ Enclosure key, for Fiat | SZ Enclosure key, for Fiat | EC000175 | 2308000 | Rittal |  |  |  | 0.02 | x |  |  | 0.014 | 2021-05-01 | 7.18 | 1 | piece(s) | 4028177020863 | PCE |  |  |  | 83017000
2309000 | SZ | SZ Mounting clip, for support rail | SZ Mounting clip, for support rail | EC002625 | 2309000 | Rittal |  |  |  | 0.21 | x |  |  | 0.028 | 2021-05-01 | 18.3 | 30 | piece(s) | 4028177020887 | PK |  |  |  | 83024900
2309100 | KX | KX Mounting claw for second mounting level, for KX | KX Mounting claw for second mounting level, for terminal boxes KX and bus enclosures KX | EC002625 | 2309100 | Rittal |  |  |  | 0.14 | x |  |  | 0 | 2021-05-01 | 21 | 20 | piece(s) | 4028177938106 | PK |  |  |  | 83024900
2309110 | SZ | SZ Cam lock, for KX E-Box, stainless steel 1.4404 | SZ Cam lock, for KX E-Box, stainless steel 1.4404, with double-bit insert | EC000327 | 2309110 | Rittal |  |  |  | 0 | x |  |  | 0 | 2021-05-01 | 25 | 1 | piece(s) | 4028177944596 | PCE |  |  |  | 83024110
2311076 | AX | AX Perforated door strip, for AE stainless steel, for H: 760 mm | AX Perforated door strip, for AE stainless steel, for H: 760 mm | EC002625 | 2311076 | Rittal |  |  |  | 0.372 | x |  |  | 3.12 | 2021-05-01 | 25.2 | 2 | piece(s) | 4028177940543 | PK |  |  |  | 73269098
2311100 | AX | AX Perforated door strip, for AE stainless steel, for H: 1000 mm | AX Perforated door strip, for AE stainless steel, for H: 1000 mm | EC002625 | 2311100 | Rittal |  |  |  | 0.506 | x |  |  | 3.213 | 2021-05-01 | 29.4 | 2 | piece(s) | 4028177940550 | PK |  |  |  | 73269098
2311120 | AX | AX Perforated door strip, for AE stainless steel, for H: 1200 mm | AX Perforated door strip, for AE stainless steel, for H: 1200 mm | EC002625 | 2311120 | Rittal |  |  |  | 0.638 | x |  |  | 3.072 | 2021-05-01 | 33.6 | 2 | piece(s) | 4028177940567 | PK |  |  |  | 73269098
2311225 | SZ | SZ Spacer, L: 25 mm | SZ Spacer, L: 25 mm | EC002625 | 2311225 | Rittal |  |  |  | 0.12 | x |  |  | 0.007 | 2021-05-01 | 16.4 | 12 | piece(s) | 4028177526815 | PK |  |  |  | 73181900
2311250 | SZ | SZ Spacer, L: 50 mm | SZ Spacer, L: 50 mm | EC002625 | 2311250 | Rittal |  |  |  | 0.24 | x |  |  | 0.007 | 2021-05-01 | 22.8 | 12 | piece(s) | 4028177526822 | PK |  |  |  | 73181900
2313150 | SZ | SZ Support rail to EN 60 715, version TS 35/15, L: 2000 mm | SZ Support rail to EN 60 715, version TS 35/15, L: 2000 mm | EC001285 | 2313150 | Rittal |  |  |  | 7.53 | x |  |  | 1.08 | 2021-05-01 | 55.3 | 6 | piece(s) | 4028177020986 | PK |  |  |  | 73269098
2313750 | SZ | SZ Support rail to EN 60 715, version TS 35/7,5, L: 2000 mm | SZ Support rail to EN 60 715, version TS 35/7,5, L: 2000 mm | EC001285 | 2313750 | Rittal |  |  |  | 3.654 | x |  |  | 0.538 | 2021-05-01 | 33.1 | 6 | piece(s) | 4028177020993 | PK |  |  |  | 73269098
2314000 | SZ | SZ Support rail TS 35/7.5 to EN 60 715, for KL, KL-HD, AE, for W: 150 mm | SZ Support rail TS 35/7.5 to EN 60 715, for KL, KL-HD, AE, for W: 150 mm, L: 137 mm | EC001285 | 2314000 | Rittal |  |  |  | 0.44 | x |  |  | 0.054 | 2021-05-01 | 16.7 | 10 | piece(s) | 4028177021006 | PK |  |  |  | 73269098
2315000 | SZ | SZ Support rail TS 35/7.5 to EN 60 715, for KL, KL-HD, AE, for W: 200 mm | SZ Support rail TS 35/7.5 to EN 60 715, for KL, KL-HD, AE, for W: 200 mm, L: 187 mm | EC001285 | 2315000 | Rittal |  |  |  | 0.61 | x |  |  | 0.059 | 2021-05-01 | 18.7 | 10 | piece(s) | 4028177021020 | PK |  |  |  | 73269098
2316000 | SZ | SZ Support rail TS 35/7.5 to EN 60 715, for KL, KL-HD, AE, for W: 300 mm | SZ Support rail TS 35/7.5 to EN 60 715, for KL, KL-HD, AE, for W: 300 mm, L: 287 mm | EC001285 | 2316000 | Rittal |  |  |  | 0.92 | x |  |  | 0.074 | 2021-05-01 | 24.2 | 10 | piece(s) | 4028177021044 | PK |  |  |  | 73269098
2317000 | SZ | SZ Support rail TS 35/7.5 to EN 60 715, for KL, KL-HD, AE, for W: 400 mm | SZ Support rail TS 35/7.5 to EN 60 715, for KL, KL-HD, AE, for W: 400 mm, L: 387 mm | EC001285 | 2317000 | Rittal |  |  |  | 1.25 | x |  |  | 0.11 | 2021-05-01 | 26.7 | 10 | piece(s) | 4028177021068 | PK |  |  |  | 73269098
2318000 | SZ | SZ Support rail TS 35/15 to EN 60 715, for KL, AE, for W: 500 mm, L: 487 mm | SZ Support rail TS 35/15 to EN 60 715, for KL, AE, for W: 500 mm, L: 487 mm | EC001285 | 2318000 | Rittal |  |  |  | 3.04 | x |  |  | 0.235 | 2021-05-01 | 35.4 | 10 | piece(s) | 4028177021082 | PK |  |  |  | 73269098
2319000 | SZ | SZ Support rail TS 35/15 to EN 60 715, for KL,AE, for W: 600 mm, L: 587 mm | SZ Support rail TS 35/15 to EN 60 715, for KL, AE, for W: 600 mm, L: 587 mm | EC001285 | 2319000 | Rittal |  |  |  | 3.62 | x |  |  | 0.253 | 2021-05-01 | 40.9 | 10 | piece(s) | 4028177021105 | PK |  |  |  | 73269098
2334000 | SZ | SZ Contact washer, size: M6 | SZ Contact washer, size: M6 | EC000098 | 2334000 | Rittal |  |  |  | 0.1 | x |  |  | 0.001 | 2021-05-01 | 4.68 | 100 | piece(s) | 4028177021495 | PK |  |  |  | 73182200
2335000 | SZ | SZ Contact washer, size: M8 | SZ Contact washer, size: M8 | EC000098 | 2335000 | Rittal |  |  |  | 0.2 | x |  |  | 0.001 | 2021-05-01 | 7.18 | 100 | piece(s) | 4028177021518 | PK |  |  |  | 73182200
2343000 | SZ | SZ Contact washer, size: M5 | SZ Contact washer, size: M5 | EC000098 | 2343000 | Rittal |  |  |  | 0.1 | x |  |  | 0.004 | 2021-05-01 | 4.68 | 100 | piece(s) | 4028177021747 | PK |  |  |  | 73182200
2350000 | SZ | SZ Cable clamp, for cable clamp rail, for cables Ø 6-12 mm | SZ Cable clamp, for cable clamp rail, for cables ø 6-12 mm | EC000454 | 2350000 | Rittal |  |  |  | 1.025 | x |  |  | 0.104 | 2021-05-01 | 30.5 | 25 | piece(s) | 4028177021853 | PK |  |  |  | 73269098
2351000 | SZ | SZ Cable clamp, for cable clamp rail, for cables Ø 12-16 mm | SZ Cable clamp, for cable clamp rail, for cables ø 12-16 mm | EC000454 | 2351000 | Rittal |  |  |  | 1.15 | x |  |  | 0.101 | 2021-05-01 | 31.9 | 25 | piece(s) | 4028177021877 | PK |  |  |  | 73182900
2352000 | SZ | SZ Cable clamp, for cable clamp rail, for cables Ø 14-18 mm | SZ Cable clamp, for cable clamp rail, for cables ø 14-18 mm | EC000454 | 2352000 | Rittal |  |  |  | 1.175 | x |  |  | 0.106 | 2021-05-01 | 33 | 25 | piece(s) | 4028177021891 | PK |  |  |  | 73269098
2353000 | SZ | SZ Cable clamp, for cable clamp rail, for cables Ø 18-22 mm | SZ Cable clamp, for cable clamp rail, for cables ø 18-22 mm | EC000454 | 2353000 | Rittal |  |  |  | 1.35 | x |  |  | 0.102 | 2021-05-01 | 33.8 | 25 | piece(s) | 4028177021914 | PK |  |  |  | 73269098
2354000 | SZ | SZ Cable clamp, for cable clamp rail, for cables Ø 22-26 mm | SZ Cable clamp, for cable clamp rail, for cables ø 22-26 mm | EC000454 | 2354000 | Rittal |  |  |  | 1.475 | x |  |  | 0.217 | 2021-05-01 | 35.9 | 25 | piece(s) | 4028177021938 | PK |  |  |  | 73269098
2355000 | SZ | SZ Cable clamp, for cable clamp rail, for cables Ø 26-30 mm | SZ Cable clamp, for cable clamp rail, for cables ø 26-30 mm | EC000454 | 2355000 | Rittal |  |  |  | 1.6 | x |  |  | 5.592 | 2021-05-01 | 38.8 | 25 | piece(s) | 4028177021952 | PK |  |  |  | 73269098
2356000 | SZ | SZ Cable clamp, for cable clamp rail, for cables Ø 30-34 mm | SZ Cable clamp, for cable clamp rail, for cables ø 30-34 mm | EC000454 | 2356000 | Rittal |  |  |  | 1.875 | x |  |  | 0.224 | 2021-05-01 | 42.1 | 25 | piece(s) | 4028177021976 | PK |  |  |  | 73269098
2357000 | SZ | SZ Cable clamp, for cable clamp rail, for cables Ø 34-38 mm | SZ Cable clamp, for cable clamp rail, for cables ø 34-38 mm | EC000454 | 2357000 | Rittal |  |  |  | 2.475 | x |  |  | 0.224 | 2021-05-01 | 49 | 25 | piece(s) | 4028177021990 | PK |  |  |  | 73269098
2358000 | SZ | SZ Cable clamp, for cable clamp rail, for cables Ø 38-42 mm | SZ Cable clamp, for cable clamp rail, for cables ø 38-42 mm | EC000454 | 2358000 | Rittal |  |  |  | 2.65 | x |  |  | 0.182 | 2021-05-01 | 50.7 | 25 | piece(s) | 4028177022010 | PK |  |  |  | 73269098
2359000 | SZ | SZ Cable clamp, for cable clamp rail, for cables Ø 42-46 mm | SZ Cable clamp, for cable clamp rail, for cables ø 42-46 mm | EC000454 | 2359000 | Rittal |  |  |  | 2.95 | x |  |  | 0 | 2021-05-01 | 53.2 | 25 | piece(s) | 4028177022034 | PK |  |  |  | 73269098
2360000 | SZ | SZ Cable clamp, for cable clamp rail, for cables Ø 46-50 mm | SZ Cable clamp, for cable clamp rail, for cables ø 46-50 mm | EC000454 | 2360000 | Rittal |  |  |  | 3.125 | x |  |  | 0.237 | 2021-05-01 | 54.9 | 25 | piece(s) | 4028177022058 | PK |  |  |  | 73269098
2361010 | AX | AX Prot. roof, for WD: 300x210 mm, stainless steel | AX Portective roof, for WD: 300x210 mm, stainless steel | EC000744 | 2361010 | Rittal | 0 | 37 | 0 | 1.31 | x |  |  | 4.725 | 2021-05-01 | 56.1 | 1 | piece(s) | 4028177938113 | PCE |  |  |  | 94039010
2362010 | AX | AX AX Prot. roof, for WD: 500x210 mm, stainless steel | AX Protective roof, for WD: 500x210 mm, stainless steel | EC000744 | 2362010 | Rittal | 0 | 37 | 0 | 1.96 | x |  |  | 8.925 | 2021-05-01 | 64.1 | 1 | piece(s) | 4028177938120 | PCE |  |  |  | 94039010
2363010 | AX | AX Prot. roof, for WD: 1000x300 mm, stainless steel | AX Protective roof, for WD: 1000x300 mm, stainless steel | EC000744 | 2363010 | Rittal | 0 | 43 | 0 | 4.7 | x |  |  | 23.8 | 2021-05-01 | 117.3 | 1 | piece(s) | 4028177938137 | PCE |  |  |  | 94039010
2364000 | SZ | SZ PE busbar, L: 699 mm | SZ PE busbar, L: 699 mm | EC000329 | 2364000 | Rittal |  |  |  | 0.7 | x |  |  | 0.894 | 2021-05-01 | 41 | 1 | piece(s) | 4028177022133 | PCE |  |  |  | 74199990
2365000 | SZ | SZ Rail mounting bracket, flat | SZ Rail mounting bracket, flat | EC002620 | 2365000 | Rittal |  |  |  | 0.68 | x |  |  | 0.113 | 2021-05-01 | 25.9 | 20 | piece(s) | 4028177022157 | PK |  |  |  | 73269098
2366000 | SZ | SZ Rail mounting bracket, tilted | SZ Rail mounting bracket, tilted | EC002620 | 2366000 | Rittal |  |  |  | 0.76 | x |  |  | 0.113 | 2021-05-01 | 26.7 | 20 | piece(s) | 4028177022171 | PK |  |  |  | 73269098
2367040 | SZ | SZ EMC earth clamps, size: 4 mm | SZ EMC earth clamps, size: 4 mm | EC000127 | 2367040 | Rittal |  |  |  | 0.1 | x |  |  | 0.002 | 2021-05-01 | 13.9 | 50 | piece(s) | 4028177163249 | PK |  |  |  | 73269098
2367060 | SZ | SZ EMC earth clamps, size: 6 mm | SZ EMC earth clamps, size: 6 mm | EC000127 | 2367060 | Rittal |  |  |  | 0.1 | x |  |  | 0.001 | 2021-05-01 | 15.7 | 50 | piece(s) | 4028177022201 | PK |  |  |  | 73269098
2367080 | SZ | SZ EMC earth clamps, size: 8 mm | SZ EMC earth clamps, size: 8 mm | EC000127 | 2367080 | Rittal |  |  |  | 0.1 | x |  |  | 0.002 | 2021-05-01 | 16.8 | 50 | piece(s) | 4028177022218 | PK |  |  |  | 73269098
2367120 | SZ | SZ EMC earth clamps, size: 12 mm | SZ EMC earth clamps, size: 12 mm | EC000127 | 2367120 | Rittal |  |  |  | 0.3 | x |  |  | 0.004 | 2021-05-01 | 18.5 | 50 | piece(s) | 4028177022225 | PK |  |  |  | 73269098
2367160 | SZ | SZ EMC earth clamps, size: 16 mm | SZ EMC earth clamps, size: 16 mm | EC000127 | 2367160 | Rittal |  |  |  | 0.35 | x |  |  | 0.01 | 2021-05-01 | 19.7 | 50 | piece(s) | 4028177163256 | PK |  |  |  | 73269098
2367200 | SZ | SZ EMC earth clamps, size: 20 mm | SZ EMC earth clamps, size: 20 mm | EC000127 | 2367200 | Rittal |  |  |  | 0.2 | x |  |  | 0.016 | 2021-05-01 | 15.1 | 25 | piece(s) | 4028177163263 | PK |  |  |  | 73269098
2368001 | SG | SG connection component for tube | SG connection component for tube | EC001152 | 2368001 | Rittal |  | 0 |  | 0.097 | x |  |  | 0.245 | 2021-05-01 | 18.3 | 1 | piece(s) | 4028177953574 | PCE |  |  |  | 39269097
2368002 | SG | SG connection component for wall mounting | SG connection component for wall mounting | EC001152 | 2368002 | Rittal |  | 0 |  | 0.099 | x |  |  | 0.245 | 2021-05-01 | 18.3 | 1 | piece(s) | 4028177953581 | PCE |  |  |  | 39269097
2370151 | SG | SG LED steady light component, red | SG LED steady light component, red | EC000232 | 2370151 | Rittal |  | 0 |  | 0.075 | x |  |  | 0.368 | 2021-05-01 | 38.3 | 1 | piece(s) | 4028177953598 | PCE |  |  |  | 85311095
2370161 | SG | SG LED steady light component, green | SG LED steady light component, green | EC000232 | 2370161 | Rittal |  | 0 |  | 0.073 | x |  |  | 0.368 | 2021-05-01 | 38.3 | 1 | piece(s) | 4028177953604 | PCE |  |  |  | 85311095
2370171 | SG | SG LED steady light component, yellow | SG LED steady light component, yellow | EC000232 | 2370171 | Rittal |  | 0 |  | 0.073 | x |  |  | 0.368 | 2021-05-01 | 38.3 | 1 | piece(s) | 4028177953611 | PCE |  |  |  | 85311095
2370501 | SG | SG LED flashing light component, red | SG LED flashing light component, red | EC000232 | 2370501 | Rittal |  | 0 |  | 0.073 | x |  |  | 0.368 | 2021-05-01 | 42.1 | 1 | piece(s) | 4028177953628 | PCE |  |  |  | 85311095
2370511 | SG | SG LED flashing light component, green | SG LED flashing light component, green | EC000232 | 2370511 | Rittal |  | 0 |  | 0.073 | x |  |  | 0.368 | 2021-05-01 | 42.1 | 1 | piece(s) | 4028177953635 | PCE |  |  |  | 85311095
2370521 | SG | SG LED flashing light component, yellow | SG LED flashing light component, yellow | EC000232 | 2370521 | Rittal |  | 0 |  | 0.073 | x |  |  | 0.368 | 2021-05-01 | 42.1 | 1 | piece(s) | 4028177953642 | PCE |  |  |  | 85311095
2370531 | SG | SG LED flashing light component, clear | SG LED flashing light component, clear | EC000232 | 2370531 | Rittal |  | 0 |  | 0.073 | x |  |  | 0 | 2021-05-01 | 56.1 | 1 | piece(s) | 4028177953659 | PCE |  |  |  | 85311095
2370541 | SG | SG LED flashing light component, blue | SG LED flashing light component, blue | EC000232 | 2370541 | Rittal |  | 0 |  | 0.073 | x |  |  | 0.368 | 2021-05-01 | 56.1 | 1 | piece(s) | 4028177953666 | PCE |  |  |  | 85311095
2370551 | SG | SG LED flashing light component, red | SG LED flashing light component, red | EC000232 | 2370551 | Rittal |  | 0 |  | 0.075 | x |  |  | 0.368 | 2021-05-01 | 44.3 | 1 | piece(s) | 4028177953673 | PCE |  |  |  | 85311095
2370571 | SG | SG LED flashing light component, yellow | SG LED flashing light component, yellow | EC000232 | 2370571 | Rittal |  | 0 |  | 0.074 | x |  |  | 0.368 | 2021-05-01 | 44.3 | 1 | piece(s) | 4028177953680 | PCE |  |  |  | 85311095
2371001 | SG | SG LED stroboscopic light component, red | SG LED stroboscopic light component, red | EC000232 | 2371001 | Rittal |  | 0 |  | 0.085 | x |  |  | 0.368 | 2021-05-01 | 58.9 | 1 | piece(s) | 4028177953697 | PCE |  |  |  | 85311095
2371021 | SG | SG LED stroboscopic light component, yellow | SG LED stroboscopic light component, yellow | EC000232 | 2371021 | Rittal |  | 0 |  | 0.085 | x |  |  | 0.368 | 2021-05-01 | 58.9 | 1 | piece(s) | 4028177953703 | PCE |  |  |  | 85311095
2372001 | SG | SG LED steady light component, red | SG LED steady light component, red | EC000232 | 2372001 | Rittal |  | 0 |  | 0.073 | x |  |  | 0.368 | 2021-05-01 | 32.1 | 1 | piece(s) | 4028177953710 | PCE |  |  |  | 85311095
2372011 | SG | SG LED steady light component, green | SG LED steady light component, green | EC000232 | 2372011 | Rittal |  | 0 |  | 0.073 | x |  |  | 0.368 | 2021-05-01 | 32.1 | 1 | piece(s) | 4028177953727 | PCE |  |  |  | 85311095
2372021 | SG | SG LED steady light component, yellow | SG LED steady light component, yellow | EC000232 | 2372021 | Rittal |  | 0 |  | 0.073 | x |  |  | 0.368 | 2021-05-01 | 32.1 | 1 | piece(s) | 4028177953734 | PCE |  |  |  | 85311095
2372031 | SG | SG LED steady light component, clear | SG LED steady light component, clear | EC000232 | 2372031 | Rittal |  | 0 |  | 0.073 | x |  |  | 0.368 | 2021-05-01 | 51.1 | 1 | piece(s) | 4028177953741 | PCE |  |  |  | 85311095
2372041 | SG | SG LED steady light component, blue | SG LED steady light component, blue | EC000232 | 2372041 | Rittal |  | 0 |  | 0.073 | x |  |  | 0.368 | 2021-05-01 | 51.1 | 1 | piece(s) | 4028177957046 | PCE |  |  |  | 85311095
2372101 | SG | SG signal pillar, LED compact for tube | SG signal pillar, LED compact for tube | EC001042 | 2372101 | Rittal |  | 343 |  | 0.308 | x |  |  | 1.976 | 2021-05-01 | 99.7 | 1 | piece(s) | 4028177953758 | PCE |  |  |  | 85318070
2372102 | SG | SG signal pillar, LED compact for wall mounting | SG signal pillar, LED compact for wall mounting | EC001042 | 2372102 | Rittal |  | 343 |  | 0.309 | x |  |  | 1.976 | 2021-05-01 | 99.7 | 1 | piece(s) | 4028177953765 | PCE |  |  |  | 85318070
2373000 | SZ | SZ Universal bracket, for AE, TP, command panel | SZ Universal bracket, for AE, TP, command panel | EC002625 | 2373000 | Rittal |  |  |  | 0.312 | x |  |  | 0.067 | 2021-05-01 | 21.7 | 6 | piece(s) | 4028177022232 | PK |  |  |  | 73269098
2374000 | SG | SG Mounting component for conduit mounting | SG Mounting component for conduit mounting, for signal pillar, modular and LED-compact, Base with integral conduit, Ø 25 mm, L: 110 mm | EC001259 | 2374000 | Rittal |  |  |  | 0.06 | x |  |  | 0.564 | 2021-05-01 | 11.8 | 1 | piece(s) | 4028177219786 | PCE |  |  |  | 39269097
2374010 | SG | SG Mounting component for conduit mounting | SG Mounting component for conduit mounting, for signal pillar, modular and LED-compact, Individual base | EC001259 | 2374010 | Rittal |  |  |  | 0.04 | x |  |  | 0.225 | 2021-05-01 | 6.32 | 1 | piece(s) | 4028177219830 | PCE |  |  |  | 39269097
2374020 | SG | SG Mounting component for conduit mounting | SG Mounting component for conduit mounting, for signal pillar, modular and LED-compact, Single conduit, L: 250 mm | EC001259 | 2374020 | Rittal |  |  |  | 0.08 | x |  |  | 0.156 | 2021-05-01 | 7 | 1 | piece(s) | 4028177219847 | PCE |  |  |  | 39269097
2374030 | SG | SG Mounting component for conduit mounting | SG Mounting component for conduit mounting, for signal pillar, modular and LED-compact, Single conduit, L: 400 mm | EC001259 | 2374030 | Rittal |  |  |  | 0.12 | x |  |  | 0.25 | 2021-05-01 | 9.87 | 1 | piece(s) | 4028177219854 | PCE |  |  |  | 39269097
2374040 | SG | SG Mounting component for wall/base mounting, for signal pillar, modular | SG Mounting component for wall/base mounting, for signal pillar, modular, Bracket for connection component | EC002625 | 2374040 | Rittal |  |  |  | 0.08 | x |  |  | 0.563 | 2021-05-01 | 6.47 | 1 | piece(s) | 4028177219861 | PCE |  |  |  | 39269097
2374050 | SG | SG Mounting component for conduit mounting | SG Mounting component for conduit mounting, for signal pillar, modular and LED-compact, Angle bracket for conduit mounting | EC001259 | 2374050 | Rittal |  |  |  | 0.06 | x |  |  | 0.216 | 2021-05-01 | 7.31 | 1 | piece(s) | 4028177219878 | PCE |  |  |  | 39269097
2374080 | SG | SG Mounting component for wall/base mounting, for signal pillar, modular | SG Mounting component for wall/base mounting, for signal pillar, modular, for side cable outlet | EC002625 | 2374080 | Rittal |  |  |  | 0.072 | x |  |  | 0.32 | 2021-05-01 | 11.8 | 1 | piece(s) | 4028177229983 | PCE |  |  |  | 85369010
2374150 | SG | SG Label panel, for signal pillar, modular, for 5 optical components | SG Label panel, for signal pillar, modular, for 5 optical components | EC002617 | 2374150 | Rittal |  |  |  | 0.36 | x |  |  | 1.925 | 2021-05-01 | 34.8 | 1 | piece(s) | 4028177249875 | PCE |  |  |  | 85311095
2375030 | SG | SG Mounting component, for signal pillar, modular and LED-compact | SG Mounting component, for signal pillar, modular and LED-compact, for support arm system CP 40, steel | EC002625 | 2375030 | Rittal |  |  |  | 0.26 | x |  |  | 1.211 | 2021-05-01 | 14.7 | 1 | piece(s) | 4028177437159 | PCE |  |  |  | 73269098
2376001 | SG | SG acoustic component, 95 - 105 dB | SG acoustic component, 95 - 105 dB | EC001261 | 2376001 | Rittal |  |  |  | 0.089 | x |  |  | 0.368 | 2021-05-01 | 28.6 | 1 | piece(s) | 4028177953772 | PCE |  |  |  | 85311095
2376011 | SG | SG acoustic component, 102 dB | SG acoustic component, 102 dB | EC001261 | 2376011 | Rittal |  |  |  | 0.088 | x |  |  | 0.368 | 2021-05-01 | 44.7 | 1 | piece(s) | 4028177953789 | PCE |  |  |  | 85311095
2376021 | SG | SH acoustic element, 95-105dB | SH acoustic element, 95-105dB | EC001261 | 2376021 | Rittal |  |  |  | 0.089 | x |  |  | 0.394 | 2021-05-01 | 32.4 | 1 | piece(s) | 4028177957640 | PCE |  |  |  | 85311095
2376031 | SG | SG acoustic component, 102 dB | SG acoustic component, 102 dB | EC001261 | 2376031 | Rittal |  |  |  | 0.089 | x |  |  | 0.368 | 2021-05-01 | 49.5 | 1 | piece(s) | 4028177953796 | PCE |  |  |  | 85311095
2379600 | SZ | SZ Fold-out tray for keyboard and mouse, for door W: 600 mm | SZ Fold-out tray for keyboard and mouse, for door W: 600 mm | EC002620 | 2379600 | Rittal | 482.6 | 355 | 126 | 8.1 | x |  |  | 37.296 | 2021-05-01 | 172.4 | 1 | piece(s) | 4028177319295 | PCE |  |  |  | 76169990
2379800 | SZ | SZ Fold-out tray for keyboard and mouse, for door W: 800 mm | SZ Fold-out tray for keyboard and mouse, for door W: 800 mm | EC002620 | 2379800 | Rittal | 682.6 | 355 | 126 | 10.6 | x |  |  | 49.528 | 2021-05-01 | 175.9 | 1 | piece(s) | 4028177702059 | PCE |  |  |  | 76169990
2379900 | SZ | SZ Support for mousepad, pull-out, with Mouse holder, for SZ folding keyboard | SZ Support for mousepad, pull-out, with Mouse holder, for SZ folding keyboard | EC002620 | 2379900 | Rittal | 0 | 0 | 0 | 1.08 | x |  |  | 5.25 | 2021-05-01 | 42.4 | 1 | piece(s) | 4028177325869 | PCE |  |  |  | 76169990
2381000 | SM | SM Support for mousepad, for command panel or surfaces | SM Support for mousepad, for command panel or surfaces | EC002620 | 2381000 | Rittal |  |  |  | 1 | x |  |  | 3.339 | 2021-05-01 | 26.8 | 1 | piece(s) | 4028177220294 | PCE |  |  |  | 73269098
2382000 | SM | Mouse holder | SM Mouse holder | EC002620 | 2382000 | Rittal |  |  |  | 0.3 | x |  |  | 0.822 | 2021-05-01 | 12.4 | 1 | piece(s) | 4028177220300 | PCE |  |  |  | 73269098
2383020 | SM | Support for mousepad, vertically hinged | SM Support for mousepad, vertically hinged | EC002620 | 2383020 | Rittal |  |  |  | 1.26 | x |  |  | 3.647 | 2021-05-01 | 52.9 | 1 | piece(s) | 4028177367661 | PCE |  |  |  | 94039010
2383030 | SM | SM TFT holder, for TFTs up to 21", WHD: 477x372x110.5 mm | SM TFT holder, for TFTs up to 21", WHD: 477x372x110.5 mm | EC002620 | 2383030 | Rittal | 477 | 372 | 110.5 | 3.2 | x |  |  | 31.98 | 2021-05-01 | 41.3 | 1 | piece(s) | 4028177497146 | PCE |  |  |  | 73269098
2384010 | SM | SM Switch housing, WHD: 100x100x90 mm, Stainless steel 1.4301 | SM Switch housing, WHD: 100x100x90 mm, Stainless steel 1.4301, without mounting plate, 1 switch cut-out | EC000261 | 2384010 | Rittal | 100 | 100 | 90 | 0.4 | x |  |  | 1.392 | 2021-05-01 | 66.1 | 1 | piece(s) | 4028177529403 | PCE |  |  |  | 94039010
2384020 | SM | SM Switch housing, WHD: 160x100x90 mm, Stainless steel 1.4301 | SM Switch housing, WHD: 160x100x90 mm, Stainless steel 1.4301, without mounting plate, 2 switch cut-outs | EC000261 | 2384020 | Rittal | 160 | 100 | 90 | 0.6 | x |  |  | 2.415 | 2021-05-01 | 72.4 | 1 | piece(s) | 4028177529410 | PCE |  |  |  | 94039010
2384030 | SM | SM Switch housing, WHD: 220x100x90 mm, Stainless steel 1.4301 | SM Switch housing, WHD: 220x100x90 mm, Stainless steel 1.4301, without mounting plate, 3 switch cut-outs | EC000261 | 2384030 | Rittal | 220 | 100 | 90 | 0.8 | x |  |  | 2.783 | 2021-05-01 | 78.6 | 1 | piece(s) | 4028177529434 | PCE |  |  |  | 94039010
2384040 | SM | SM Switch housing, WHD: 280x100x90 mm, Stainless steel 1.4301 | SM Switch housing, WHD: 280x100x90 mm, Stainless steel 1.4301, without mounting plate, 4 switch cut-outs | EC000261 | 2384040 | Rittal | 280 | 100 | 90 | 1.1 | x |  |  | 3.509 | 2021-05-01 | 84.9 | 1 | piece(s) | 4028177529441 | PCE |  |  |  | 94039010
2388050 | SZ | SZ Rail, for EMC rail and stain relief, for W: 1000 mm | SZ Rail, for EMC rail and stain relief, for W: 1000 mm | EC002625 | 2388050 | Rittal | 0 | 0 | 0 | 0.88 | x |  |  | 2.741 | 2021-05-01 | 32 | 1 | piece(s) | 4028177698932 | PCE |  |  |  | 76042990
2388100 | SZ | SZ EMC shielding bracket, for cable diameter 3-10 mm | SZ EMC shielding bracket, for cable diameter 3-10 mm | EC002020 | 2388100 | Rittal | 0 | 0 | 0 | 0.12 | x |  |  | 0.014 | 2021-05-01 | 24.8 | 10 | piece(s) | 4028177318236 | PK |  |  |  | 73269098
2388125 | SZ | SZ Rail, for EMC rail and stain relief, for W: 1200 mm | SZ Rail, for EMC rail and stain relief, for W: 1200 mm | EC002625 | 2388125 | Rittal | 0 | 0 | 0 | 1.02 | x |  |  | 3.251 | 2021-05-01 | 34.2 | 1 | piece(s) | 4028177698949 | PCE |  |  |  | 73269098
2388150 | SZ | SZ EMC shielding bracket, for cable diameter 4-15 mm | SZ EMC shielding bracket, for cable diameter 4-15 mm | EC002020 | 2388150 | Rittal | 0 | 0 | 0 | 0.19 | x |  |  | 0.02 | 2021-05-01 | 29 | 10 | piece(s) | 4028177318243 | PK |  |  |  | 73269098
2388200 | SZ | SZ EMC shielding bracket, for cable diameter 10-20 mm | SZ EMC shielding bracket, for cable diameter 10-20 mm | EC002020 | 2388200 | Rittal | 0 | 0 | 0 | 0.36 | x |  |  | 0.03 | 2021-05-01 | 38.7 | 10 | piece(s) | 4028177318250 | PK |  |  |  | 73269098
2388280 | SZ | SZ EMC shielding bracket, for cable diameter 15-28 mm | SZ EMC shielding bracket, for cable diameter 15-28 mm | EC002020 | 2388280 | Rittal | 0 | 0 | 0 | 0.53 | x |  |  | 0.042 | 2021-05-01 | 53.7 | 10 | piece(s) | 4028177318267 | PK |  |  |  | 73269098
2388650 | SZ | SZ Rail, for EMC rail and stain relief, for W: 600 mm | SZ Rail, for EMC rail and stain relief, for W: 600 mm | EC002625 | 2388650 | Rittal | 0 | 0 | 0 | 0.575 | x |  |  | 1.721 | 2021-05-01 | 24.1 | 1 | piece(s) | 4028177698918 | PCE |  |  |  | 73269098
2388850 | SZ | SZ Rail, for EMC rail and stain relief, for W: 800 mm | SZ Rail, for EMC rail and stain relief, for W: 800 mm | EC002625 | 2388850 | Rittal | 0 | 0 | 0 | 0.73 | x |  |  | 2.231 | 2021-05-01 | 28.2 | 1 | piece(s) | 4028177698925 | PCE |  |  |  | 73269098
2389000 | SZ | Handle set | SZ Handle set | EC002626 | 2389000 | Rittal |  |  |  | 1.54 | x |  |  | 2.048 | 2021-05-01 | 49.1 | 1 | piece(s) | 4028177340138 | PCE |  |  |  | 83024110
2393210 | AX | AX Rail for interior installation, for D: 210 mm, | AX Rail for interior installation, for D: 210 mm | EC002625 | 2393210 | Rittal |  |  |  | 0.696 | x |  |  | 0.175 | 2021-05-01 | 19.8 | 4 | piece(s) | 4028177925311 | PK |  |  |  | 73269098
2393250 | AX | AX Rail for interior installation, for D: 250 mm, | AX Rail for interior installation, for D: 250 mm | EC002625 | 2393250 | Rittal |  |  |  | 0.696 | x |  |  | 0.236 | 2021-05-01 | 20.8 | 4 | piece(s) | 4028177925120 | PK |  |  |  | 73269098
2393300 | AX | AX Rail for interior installation, for D: 300 mm, | AX Rail for interior installation, for D: 300 mm | EC002625 | 2393300 | Rittal |  |  |  | 0.696 | x |  |  | 0.289 | 2021-05-01 | 21.9 | 4 | piece(s) | 4028177925229 | PK |  |  |  | 73269098
2393350 | AX | AX Rail for interior installation, for D: 350 mm, | AX Rail for interior installation, for D: 350 mm | EC002625 | 2393350 | Rittal |  |  |  | 0.696 | x |  |  | 0.156 | 2021-05-01 | 22.9 | 4 | piece(s) | 4028177925298 | PK |  |  |  | 73269098
2393400 | AX | AX Rail for interior installation, for D: 400 mm, | AX Rail for interior installation, for D: 400 mm | EC002625 | 2393400 | Rittal |  |  |  | 0.696 | x |  |  | 0.296 | 2021-05-01 | 24 | 4 | piece(s) | 4028177925199 | PK |  |  |  | 73269098
2400000 | SZ | SZ Connector gland, for connector pads (24-pole), for cables Ø 8-36 mm | SZ Connector gland, for connector pads (24-pole), for cables ø 8-36 mm | EC000211 | 2400000 | Rittal | 142 | 50 | 54 | 0.28 | x |  |  | 0.72 | 2021-05-01 | 23.4 | 1 | piece(s) | 4028177022263 | PCE |  |  |  | 39269097
2400300 | SZ | SZ Connector gland, small, for 2 cable Ø 6-8 mm | SZ Connector gland, small, for 2 cable ø 6-8 mm | EC000879 | 2400300 | Rittal |  |  |  | 0.065 | x |  |  | 0.128 | 2021-05-01 | 5.49 | 1 | piece(s) | 4028177267909 | PCE |  |  |  | 39269097
2400500 | SZ | SZ Connector gland, small, for 3 cable Ø 4-6 mm | SZ Connector gland, small, for 3 cable ø 4-6 mm | EC000879 | 2400500 | Rittal |  |  |  | 0.25 | x |  |  | 0.178 | 2021-05-01 | 21.1 | 5 | piece(s) | 4028177220348 | PK |  |  |  | 39269097
2401000 | SZ | SZ Adaptor for connector cut-outs, for reduction from 16 to 10 pole | SZ Adaptor for connector cut-outs, for reduction from 16 to 10 pole | EC002309 | 2401000 | Rittal |  |  |  | 0.385 | x |  |  | 0.046 | 2021-05-01 | 12.1 | 5 | piece(s) | 4028177022287 | PK |  |  |  | 73269098
2402000 | SZ | SZ Adaptor for connector cut-outs, for reduction from 16 to 6 pole | SZ Adaptor for connector cut-outs, for reduction from 16 to 6 pole | EC002309 | 2402000 | Rittal |  |  |  | 0.425 | x |  |  | 0.045 | 2021-05-01 | 12.1 | 5 | piece(s) | 4028177022300 | PK |  |  |  | 73269098
2410001 | HD | Cable gland, stainless steel 1.4305, size: M12x1,5, for cables Ø 3-6.5 mm | HD Cable gland, stainless steel 1.4305, size: M12x1,5, for cables Ø 3-6.5 mm, Standard version | EC000441 | 2410001 | Rittal |  |  |  | 0.13 | x |  |  | 0.012 | 2021-05-01 | 72.5 | 5 | piece(s) | 4028177928640 | PK |  |  |  | 73181900
2410011 | HD | Cable gland, stainless steel 1.4305, size: M16x1,5, for cables Ø 5-10 mm | HD Cable gland, stainless steel 1.4305, size: M16x1,5, for cables Ø 5-10 mm, Standard version | EC000441 | 2410011 | Rittal |  |  |  | 0.2 | x |  |  | 0 | 2021-05-01 | 76.5 | 5 | piece(s) | 4028177928718 | PK |  |  |  | 73181900
2410021 | HD | Cable gland, stainless steel 1.4305, size: M20x1,5, for cables Ø 6-12 mm | HD Cable gland, stainless steel 1.4305, size: M20x1,5, for cables Ø 6-12 mm, Standard version | EC000441 | 2410021 | Rittal |  |  |  | 0.33 | x |  |  | 0.025 | 2021-05-01 | 86.5 | 5 | piece(s) | 4028177928701 | PK |  |  |  | 73181900
2410031 | HD | Cable gland, stainless steel 1.4305, size: M25x1,5, for cables Ø 12-17 mm | HD Cable gland, stainless steel 1.4305, size: M25x1,5, for cables Ø 12-17 mm, Standard version | EC000441 | 2410031 | Rittal |  |  |  | 0.545 | x |  |  | 0.045 | 2021-05-01 | 105.9 | 5 | piece(s) | 4028177928695 | PK |  |  |  | 73181900
2410111 | HD | Cable gland, stainless steel 1.4305, size: M16x1,5, for cables Ø 5-10 mm, EMC | HD Cable gland, stainless steel 1.4305, size: M16x1,5, for cables Ø 5-10 mm, EMC version | EC000441 | 2410111 | Rittal |  |  |  | 0.215 | x |  |  | 0 | 2021-05-01 | 91.4 | 5 | piece(s) | 4028177928671 | PK |  |  |  | 73181900
2410121 | HD | Cable gland, stainless steel 1.4305, size: M20x1,5, for cables Ø 6-12 mm, EMC | HD Cable gland, stainless steel 1.4305, size: M20x1,5, for cables Ø 6-12 mm, EMC version | EC000441 | 2410121 | Rittal |  |  |  | 0.34 | x |  |  | 0 | 2021-05-01 | 103.7 | 5 | piece(s) | 4028177928657 | PK |  |  |  | 73181900
2410131 | HD | Cable gland, stainless steel 1.4305, size: M25x1,5, for cables Ø 12-17 mm, EMC | HD Cable gland, stainless steel 1.4305, size: M25x1,5, for cables Ø 12-17 mm, EMC version | EC000441 | 2410131 | Rittal |  |  |  | 0.885 | x |  |  | 0 | 2021-05-01 | 127.1 | 5 | piece(s) | 4028177928664 | PK |  |  |  | 73181900
2410290 | HD | HD Assembly tool, for HD cablegland | HD Assembly tool, for HD cablegland | EC000441 | 2410290 | Rittal |  |  |  | 0.031 | x |  |  | 0.011 | 2021-05-01 | 12.5 | 1 | piece(s) | 4028177552210 | PCE |  |  |  | 73181900
2411601 | SZ | SZ Cable gland, polyamide, size: M12x1,5, for cables ø 3-6.5 mm | SZ Cable gland, polyamide, size: M12x1,5, for cables ø 3-6.5 mm | EC000441 | 2411601 | Rittal |  | 22 |  | 0.25 | x |  |  | 0.012 | 2021-05-01 | 14.3 | 50 | piece(s) | 4028177810013 | PK |  |  |  | 39269097
2411611 | SZ | SZ Cable gland, polyamide, size: M16x1,5, for cables ø 5-10 mm | SZ Cable gland, polyamide, size: M16x1,5, for cables ø 5-10 mm | EC000441 | 2411611 | Rittal |  | 30 |  | 0.4 | x |  |  | 0.025 | 2021-05-01 | 15.2 | 50 | piece(s) | 4028177810006 | PK |  |  |  | 39269097
2411621 | SZ | SZ Cable gland, polyamide, size: M20x1,5, for cables ø 6-12 mm | SZ Cable gland, polyamide, size: M20x1,5, for cables ø 6-12 mm | EC000441 | 2411621 | Rittal |  | 28 |  | 0.65 | x |  |  | 0.036 | 2021-05-01 | 17.3 | 50 | piece(s) | 4028177809987 | PK |  |  |  | 39269097
2411631 | SZ | SZ Cable gland, polyamide, size: M25x1,5, for cables ø 10-17 mm | SZ Cable gland, polyamide, size: M25x1,5, for cables ø 10-17 mm | EC000441 | 2411631 | Rittal |  | 35.5 |  | 0.475 | x |  |  | 0.055 | 2021-05-01 | 12 | 25 | piece(s) | 4028177820753 | PK |  |  |  | 39269097
2411641 | SZ | SZ Cable gland, polyamide, size: M32x1,5, for cables ø 15-21 mm | SZ Cable gland, polyamide, size: M32x1,5, for cables ø 15-21 mm | EC000441 | 2411641 | Rittal |  | 42 |  | 0.495 | x |  |  | 0.125 | 2021-05-01 | 15.7 | 15 | piece(s) | 4028177809963 | PK |  |  |  | 39269097
2411651 | SZ | SZ Cable gland, polyamide, size: M40x1,5, for cables ø 19-28 mm | SZ Cable gland, polyamide, size: M40x1,5, for cables ø 19-28 mm | EC000441 | 2411651 | Rittal |  | 47.5 |  | 0.47 | x |  |  | 0.166 | 2021-05-01 | 7.18 | 5 | piece(s) | 4028177809956 | PK |  |  |  | 39269097
2411661 | SZ | SZ Cable gland, polyamide, size: M50x1,5, for cables ø 30-38 mm | SZ Cable gland, polyamide, size: M50x1,5, for cables ø 30-38 mm | EC000441 | 2411661 | Rittal |  | 53.5 |  | 0.59 | x |  |  | 0.343 | 2021-05-01 | 15.1 | 5 | piece(s) | 4028177809949 | PK |  |  |  | 39269097
2411671 | SZ | SZ Cable gland, polyamide, size: M63x1,5, for cables ø 34-44 mm | SZ Cable gland, polyamide, size: M63x1,5, for cables ø 34-44 mm | EC000441 | 2411671 | Rittal |  | 53 |  | 0.44 | x |  |  | 0.542 | 2021-05-01 | 10.34 | 3 | piece(s) | 4028177809932 | PK |  |  |  | 39269097
2411801 | SZ | SZ Cable gland, brass, size: M12x1,5, for cables ø 3-6.5 mm | SZ Cable gland, brass, size: M12x1,5, for cables ø 3-6.5 mm | EC000441 | 2411801 | Rittal |  | 22 |  | 0.24 | x |  |  | 0.009 | 2021-05-01 | 12.7 | 15 | piece(s) | 4028177809994 | PK |  |  |  | 74199990
2411811 | SZ | SZ Cable gland, brass, size: M16x1,5, for cables ø 5-10 mm | SZ Cable gland, brass, size: M16x1,5, for cables ø 5-10 mm | EC000441 | 2411811 | Rittal |  | 28 |  | 0.34 | x |  |  | 0.022 | 2021-05-01 | 14.7 | 15 | piece(s) | 4028177810082 | PK |  |  |  | 74199990
2411821 | SZ | SZ Cable gland, brass, size: M20x1,5, for cables ø 6-12 mm | SZ Cable gland, brass, size: M20x1,5, for cables ø 6-12 mm | EC000441 | 2411821 | Rittal |  | 26 |  | 0.38 | x |  |  | 0.032 | 2021-05-01 | 12.7 | 10 | piece(s) | 4028177810075 | PK |  |  |  | 74199990
2411831 | SZ | SZ Cable gland, brass, size: M25x1,5, for cables ø 11-17 mm | SZ Cable gland, brass, size: M25x1,5, for cables ø 11-17 mm | EC000441 | 2411831 | Rittal |  | 30.5 |  | 0.64 | x |  |  | 0.049 | 2021-05-01 | 15.6 | 10 | piece(s) | 4028177810068 | PK |  |  |  | 74199990
2411841 | SZ | SZ Cable gland, brass, size: M32x1,5, for cables ø 15-21 mm | SZ Cable gland, brass, size: M32x1,5, for cables ø 15-21 mm | EC000441 | 2411841 | Rittal |  | 36 |  | 0.47 | x |  |  | 0.072 | 2021-05-01 | 12.3 | 5 | piece(s) | 4028177810051 | PK |  |  |  | 74199990
2411851 | SZ | SZ Cable gland, brass, size: M40x1,5, for cables ø 19-28 mm | SZ Cable gland, brass, size: M40x1,5, for cables ø 19-28 mm | EC000441 | 2411851 | Rittal |  | 43 |  | 0.66 | x |  |  | 0.166 | 2021-05-01 | 16.6 | 4 | piece(s) | 4028177810044 | PK |  |  |  | 74199990
2411861 | SZ | SZ Cable gland, brass, size: M50x1,5, for cables ø 27-38 mm | SZ Cable gland, brass, size: M50x1,5, for cables ø 27-38 mm | EC000441 | 2411861 | Rittal |  | 52 |  | 0.47 | x |  |  | 0.216 | 2021-05-01 | 15.5 | 2 | piece(s) | 4028177810037 | PK |  |  |  | 74199990
2411871 | SZ | SZ Cable gland, brass, size: M63x1,5, for cables ø 34-44 mm | SZ Cable gland, brass, size: M63x1,5, for cables ø 34-44 mm | EC000441 | 2411871 | Rittal |  | 54 |  | 0.52 | x |  |  | 0.394 | 2021-05-01 | 12.5 | 1 | piece(s) | 4028177810020 | PCE |  |  |  | 74199990
2412210 | SZ | SZ Earthing strap, size: M6, for cross-section 10 mm² | SZ Earthing strap, size: M6, for diameter 10 mm² | EC000839 | 2412210 | Rittal |  |  |  | 0.24 | x |  |  | 0.018 | 2021-05-01 | 24.9 | 10 | piece(s) | 4028177022553 | PK |  |  |  | 74199910
2412216 | SZ | SZ Earthing strap, size: M8, for cross-section 16 mm² | SZ Earthing strap, size: M8, for diameter 16 mm² | EC000839 | 2412216 | Rittal |  |  |  | 0.37 | x |  |  | 0.02 | 2021-05-01 | 28.1 | 10 | piece(s) | 4028177022560 | PK |  |  |  | 74199910
2412225 | SZ | SZ Earthing strap, size: M8, for cross-section 25 mm² | SZ Earthing strap, size: M8, for diameter 25 mm² | EC000839 | 2412225 | Rittal |  |  |  | 0.56 | x |  |  | 0.033 | 2021-05-01 | 29.2 | 10 | piece(s) | 4028177022577 | PK |  |  |  | 74199910
2412310 | SZ | SZ Earthing strap, size: M6, for cross-section 10 mm² | SZ Earthing strap, size: M6, for diameter 10 mm² | EC000839 | 2412310 | Rittal |  |  |  | 0.33 | x |  |  | 0.01 | 2021-05-01 | 35.8 | 10 | piece(s) | 4028177022584 | PK |  |  |  | 74199910
2412316 | SZ | SZ Earthing strap, size: M8, for cross-section 16 mm² | SZ Earthing strap, size: M8, for diameter 16 mm² | EC000839 | 2412316 | Rittal |  |  |  | 0.52 | x |  |  | 0.027 | 2021-05-01 | 52.1 | 10 | piece(s) | 4028177022591 | PK |  |  |  | 74199910
2412325 | SZ | SZ Earthing strap, size: M8, for cross-section 25 mm² | SZ Earthing strap, size: M8, for diameter 25 mm² | EC000839 | 2412325 | Rittal |  |  |  | 0.79 | x |  |  | 0.026 | 2021-05-01 | 60.3 | 10 | piece(s) | 4028177022607 | PK |  |  |  | 74199910
2413375 | PS | PS EMC shield bus, L: 375 mm | PS EMC shield bus, L: 375 mm | EC000329 | 2413375 | Rittal |  |  |  | 0.35 | x |  |  | 0.95 | 2021-05-01 | 19.7 | 1 | piece(s) | 4028177022614 | PCE |  |  |  | 73269098
2413550 | PS | PS EMC shield bus, L: 550 mm | PS EMC shield bus, L: 550 mm | EC000329 | 2413550 | Rittal |  |  |  | 0.52 | x |  |  | 1.398 | 2021-05-01 | 23.9 | 1 | piece(s) | 4028177163287 | PCE |  |  |  | 73269098
2414000 | SM | SM Contact cutter, for frame profile | SM Contact cutter, for frame profile | EC002625 | 2414000 | Rittal |  |  |  | 0.055 | x |  |  | 0.019 | 2021-05-01 | 39.6 | 1 | piece(s) | 4028177022638 | PCE |  |  |  | 39269097
2414500 | SM | SM Contact cutter, for earthing bolt | SM Contact cutter, for earthing bolt | EC002625 | 2414500 | Rittal |  |  |  | 0.04 | x |  |  | 0.018 | 2021-05-01 | 38 | 1 | piece(s) | 4028177149649 | PCE |  |  |  | 39269097
2415000 | SZ | Contact paint | SZ Contact paint | EC001899 | 2415000 | Rittal |  |  |  | 0.04 | x |  |  | 0.033 | 2021-05-01 | 22 | 1 | piece(s) | 4028177022645 | PCE |  |  |  | 32082090
2415100 | SM | SM Transport and mounting handle, for door TS, SE | SM Transport and mounting handle, for door TS, SE | EC002626 | 2415100 | Rittal |  |  |  | 0.48 | x |  |  | 1.3 | 2021-05-01 | 36.7 | 1 | piece(s) | 4028177445499 | PCE |  |  |  | 83024110
2415500 | SM | SM Transport handle, for mounting plate for TS, SE | SM Transport handle, for mounting plate for TS, SE | EC002626 | 2415500 | Rittal |  |  |  | 1.012 | x |  |  | 0.405 | 2021-05-01 | 60.2 | 2 | piece(s) | 4028177358195 | PK |  |  |  | 73269098
2416000 | SZ | SZ Security lock, 230 V AC | SZ Security lock, 230 V AC | EC002626 | 2416000 | Rittal |  |  |  | 0.74 | x |  |  | 0.9 | 2021-05-01 | 164.7 | 1 | piece(s) | 4028177022652 | PCE |  |  |  | 83015000
2418000 | SZ | SZ Security lock, 24 V DC | SZ Security lock, 24 V DC | EC002626 | 2418000 | Rittal |  |  |  | 0.74 | x |  |  | 0.978 | 2021-05-01 | 164.7 | 1 | piece(s) | 4028177022690 | PCE |  |  |  | 83015000
2419000 | SZ | SZ Security lock, 120 V AC | SZ Security lock, 120 V AC | EC002626 | 2419000 | Rittal |  |  |  | 0.74 | x |  |  | 0.9 | 2021-05-01 | 164.7 | 1 | piece(s) | 4028177022713 | PCE |  |  |  | 83015000
2422000 | SZ | SZ Spacer, for TS roof plate, H: 10 mm | SZ Spacer, for TS roof plate, H: 10 mm | EC002625 | 2422000 | Rittal |  | 10 |  | 0.16 | x |  |  | 0.02 | 2021-05-01 | 17.9 | 4 | piece(s) | 4028177022775 | PK |  |  |  | 83024900
2423000 | SZ | SZ Spacer, for TS roof plate, H: 20 mm | SZ Spacer, for TS roof plate, H: 20 mm | EC002625 | 2423000 | Rittal |  | 20 |  | 0.256 | x |  |  | 0.053 | 2021-05-01 | 20.8 | 4 | piece(s) | 4028177022799 | PK |  |  |  | 83024900
2424100 | SZ | SZ Dust guard trim, for TS, SE, L: 600 mm | SZ Dust guard trim, for TS, SE, L: 600 mm | EC002620 | 2424100 | Rittal |  |  |  | 0.46 | x |  |  | 2.592 | 2021-05-01 | 15.1 | 1 | piece(s) | 4028177463011 | PCE |  |  |  | 76169990
2425100 | SZ | SZ Dust guard trim, for TS, SE, L: 800 mm | SZ Dust guard trim, for TS, SE, L: 800 mm | EC002620 | 2425100 | Rittal |  |  |  | 0.62 | x |  |  | 3.574 | 2021-05-01 | 16.9 | 1 | piece(s) | 4028177463028 | PCE |  |  |  | 76169990
2426100 | SZ | SZ Dust guard trim, for TS, SE, L: 1200 mm | SZ Dust guard trim, for TS, SE, L: 1200 mm | EC002620 | 2426100 | Rittal |  |  |  | 0.88 | x |  |  | 4.601 | 2021-05-01 | 22.4 | 1 | piece(s) | 4028177463035 | PCE |  |  |  | 76169990
2426500 | SZ | SZ Dust guard trim, for AE, CM, EB, KL and BG, L: 1200 mm | SZ Dust guard trim, for AE, CM, EB, KL and BG, L: 1200 mm | EC002625 | 2426500 | Rittal |  |  |  | 0.7 | x |  |  | 1.56 | 2021-05-01 | 15.5 | 1 | piece(s) | 4028177319318 | PCE |  |  |  | 39269097
2427100 | SZ | SZ Dust guard trim, for TS, SE, L: 1000 mm | SZ Dust guard trim, for TS, SE, L: 1000 mm | EC002620 | 2427100 | Rittal |  |  |  | 0.72 | x |  |  | 4.179 | 2021-05-01 | 19.7 | 1 | piece(s) | 4028177463042 | PCE |  |  |  | 76169990
2433000 | SZ | SZ Wall mounting bracket, stainless steel, 1.4301, Wall distance 10 mm | SZ Wall mounting bracket, stainless steel, 1.4301, Wall distance 10 mm | EC002625 | 2433000 | Rittal |  |  |  | 0.296 | x |  |  | 0.085 | 2021-05-01 | 17.5 | 4 | piece(s) | 4028177022980 | PK |  |  |  | 83024900
2433010 | AX | SZ Wall mounting bracket, for AX and KX, stainless steel 1.4301 | SZ Wall mounting bracket, for AX and KX, stainless steel 1.4301, wall distance: 20 mm | EC002625 | 2433010 | Rittal |  |  |  | 0.42 | x |  |  | 0 | 2021-05-01 | 17.5 | 4 | piece(s) | 4028177938144 | PK |  |  |  | 73182900
2433510 | AX | SZ Wall mounting bracket, for AX and KX, stainless steel 1.4404 | SZ Wall mounting bracket, for AX and KX, stainless steel 1.4404, wall distance: 15 mm | EC002625 | 2433510 | Rittal |  |  |  | 0.428 | x |  |  | 0 | 2021-05-01 | 20.3 | 4 | piece(s) | 4028177938151 | PK |  |  |  | 73182900
2435100 | AX | AX Comfort handle, for AX with locking rod, for lock inserts or semi-cylinders | AX Comfort handle, for AX with locking rod, for lock inserts or semi-cylinders | EC000327 | 2435100 | Rittal | 0 | 0 | 0 | 0.58 | x |  |  | 0.75 | 2021-05-01 | 26.8 | 1 | piece(s) | 4028177938168 | PCE |  |  |  | 83024110
2435200 | AX | AX Comfort handle, for AX with locking rod, with lock insert E1 | AX Comfort handle, for AX with locking rod, with lock insert E1 | EC000327 | 2435200 | Rittal | 0 | 0 | 0 | 0.575 | x |  |  | 0.644 | 2021-05-01 | 34.1 | 1 | piece(s) | 4028177938175 | PCE |  |  |  | 83024110
2435300 | AX | AX Comfort handle, for AX with locking rod, for lock inserts | AX Comfort handle, for AX with locking rod, for lock inserts, stainless steel, precision-cast | EC000327 | 2435300 | Rittal | 0 | 0 | 0 | 0.516 | x |  |  | 0.675 | 2021-05-01 | 97.8 | 1 | piece(s) | 4028177938182 | PCE |  |  |  | 83024110
2435400 | AX | AX Comfort handle, for AX with locking rod, for padlock and lock inserts | AX Comfort handle, for AX with locking rod, for padlock and lock inserts or semi-cylinders | EC000327 | 2435400 | Rittal | 0 | 0 | 0 | 0.58 | x |  |  | 0.598 | 2021-05-01 | 30.5 | 1 | piece(s) | 4028177938199 | PCE |  |  |  | 83024110
2435500 | AX | AX Comfort handle, for AX with locking rod, with lock insert ASSA | AX Comfort handle, for AX with locking rod, with lock insert ASSA | EC000327 | 2435500 | Rittal | 0 | 0 | 0 | 0.542 | x |  |  | 0.598 | 2021-05-01 | 36.5 | 1 | piece(s) | 4028177938205 | PCE |  |  |  | 83024110
2435600 | AX | AX Comfort handle, for AX with locking rod, with lock insert KESO/KABA | AX Comfort handle, for AX with locking rod, with lock insert KESO / KABA | EC000327 | 2435600 | Rittal | 0 | 0 | 0 | 0.548 | x |  |  | 0.598 | 2021-05-01 | 34.8 | 1 | piece(s) | 4028177938212 | PCE |  |  |  | 83024110
2436735 | SZ | Paint | SZ Paint | EC001899 | 2436735 | Rittal |  |  |  | 0.034 | x |  |  | 0.033 | 2021-05-01 | 5.66 | 1 | piece(s) | 4028177023093 | PCE |  |  |  | 32082090
2436800 | SZ | SZ Corrosion protection primer, color pen, 12 ml, Colour: Dark grey | SZ Corrosion protection primer, color pen, 12 ml, Colour: Dark grey | EC001899 | 2436800 | Rittal |  |  |  | 0.034 | x |  |  | 0.04 | 2021-05-01 | 8.01 | 1 | piece(s) | 4028177701984 | PCE |  |  |  | 32129000
2438735 | SZ | Paint | SZ Paint | EC001899 | 2438735 | Rittal |  |  |  | 1.18 | x |  |  | 1.573 | 2021-05-01 | 15.4 | 1 | piece(s) | 4028177185258 | PCE |  |  |  | 32082090
2440735 | SZ | Paint | SZ Paint | EC001899 | 2440735 | Rittal |  |  |  | 0.186 | x |  |  | 0.522 | 2021-05-01 | 9.5 | 1 | piece(s) | 4028177185265 | PCE |  |  |  | 32082090
2440905 | SZ | SZ Spray can, 150 ml, RAL 9005 | SZ Spray can, 150 ml, RAL 9005 | EC001899 | 2440905 | Rittal |  |  |  | 0.18 | x |  |  | 0.423 | 2021-05-01 | 9.81 | 1 | piece(s) | 4028177518797 | PCE |  |  |  | 32082090
2446000 | SZ | CD/DVD box | SZ CD/DVD box | EC000317 | 2446000 | Rittal |  |  |  | 0.2 | x |  |  | 1.76 | 2021-05-01 | 21.7 | 1 | piece(s) | 4028177023185 | PCE |  |  |  | 39269097
2449010 | AX | AX 180° hinge,, | AX 180° hinge | EC001167 | 2449010 | Rittal |  |  |  | 0.3 | x |  |  | 0 | 2021-05-01 | 13.7 | 3 | piece(s) | 4028177925274 | PK |  |  |  | 83021000
2459000 | SZ | Condensate discharge | SZ Condensate discharge | EC002009 | 2459000 | Rittal |  |  |  | 0.042 | x |  |  | 0.198 | 2021-05-01 | 7.48 | 6 | piece(s) | 4028177023741 | PK |  |  |  | 39269097
2459500 | SZ | Pressure relief stoppers | SZ Pressure relief stoppers | EC002009 | 2459500 | Rittal |  |  |  | 0.02 | x |  |  | 0.175 | 2021-05-01 | 13.7 | 5 | piece(s) | 4028177516960 | PK |  |  |  | 39269097
2460000 | SZ | SZ Lock insert, version A, Die-cast zinc, 7 mm square, L: 27 mm | SZ Lock insert, version A, Die-cast zinc, 7 mm square, L: 27 mm | EC000743 | 2460000 | Rittal |  |  |  | 0.02 | x |  |  | 0.007 | 2021-05-01 | 1.89 | 1 | piece(s) | 4028177023765 | PCE |  |  |  | 83015000
2460650 | SZ | SZ Lock insert, version A, Die-cast zinc, 6.5 mm triangular, L: 27 mm | SZ Lock insert, version A, Die-cast zinc, 6.5 mm triangular, L: 27 mm | EC000743 | 2460650 | Rittal |  |  |  | 0.02 | x |  |  | 0.007 | 2021-05-01 | 1.89 | 1 | piece(s) | 4028177220331 | PCE |  |  |  | 83024900
2461000 | SZ | SZ Lock insert, version A, Die-cast zinc, 8 mm square, L: 27 mm | SZ Lock insert, version A, Die-cast zinc, 8 mm square, L: 27 mm | EC000743 | 2461000 | Rittal |  |  |  | 0.02 | x |  |  | 0.007 | 2021-05-01 | 1.89 | 1 | piece(s) | 4028177023789 | PCE |  |  |  | 83015000
2462000 | SZ | SZ Lock insert, version A, Die-cast zinc, 7 mm triangular, L: 27 mm | SZ Lock insert, version A, Die-cast zinc, 7 mm triangular, L: 27 mm | EC000743 | 2462000 | Rittal |  |  |  | 0.02 | x |  |  | 0.012 | 2021-05-01 | 1.89 | 1 | piece(s) | 4028177023802 | PCE |  |  |  | 83015000
2463000 | SZ | SZ Lock insert, version A, Die-cast zinc, 8 mm triangular, L: 27 mm | SZ Lock insert, version A, Die-cast zinc, 8 mm triangular, L: 27 mm | EC000743 | 2463000 | Rittal |  |  |  | 0.02 | x |  |  | 0.012 | 2021-05-01 | 1.89 | 1 | piece(s) | 4028177023826 | PCE |  |  |  | 83015000
2464000 | SZ | SZ Lock insert, version A, Die-cast zinc, screwdriver, L: 27 mm | SZ Lock insert, version A, Die-cast zinc, screwdriver, L: 27 mm | EC000743 | 2464000 | Rittal |  |  |  | 0.02 | x |  |  | 0.007 | 2021-05-01 | 1.77 | 1 | piece(s) | 4028177023840 | PCE |  |  |  | 83015000
2465000 | SZ | SZ Lock insert, version A, Die-cast zinc, 7 mm Daimler insert, L: 27 mm | SZ Lock insert, version A, Die-cast zinc, 7 mm Daimler insert, L: 27 mm | EC000743 | 2465000 | Rittal |  |  |  | 0.02 | x |  |  | 0.007 | 2021-05-01 | 1.89 | 1 | piece(s) | 4028177023864 | PCE |  |  |  | 83015000
2466000 | SZ | SZ Lock insert, version A, Die-cast zinc, 3 mm double-bit, L: 27 mm | SZ Lock insert, version A, Die-cast zinc, 3 mm double-bit, L: 27 mm | EC000743 | 2466000 | Rittal |  |  |  | 0.02 | x |  |  | 0.007 | 2021-05-01 | 1.7 | 1 | piece(s) | 4028177023888 | PCE |  |  |  | 83015000
2467000 | SZ | SZ Semi-cylinder for handle systems, lock-insert locking Nr. 3524 E | SZ Semi-cylinder for handle systems, lock-insert locking Nr. 3524 E | EC000743 | 2467000 | Rittal |  |  |  | 0.06 | x |  |  | 0.042 | 2021-05-01 | 6.2 | 1 | piece(s) | 4028177023901 | PCE |  |  |  | 83016000
2468000 | SZ | SZ Semi-cylinder for handle systems, push-button insert | SZ Semi-cylinder for handle systems, push-button insert | EC000743 | 2468000 | Rittal |  |  |  | 0.04 | x |  |  | 0.028 | 2021-05-01 | 3.6 | 1 | piece(s) | 4028177024427 | PCE |  |  |  | 83015000
2469000 | SZ | SZ Semi-cylinder for handle systems, push-button and lock-insert | SZ Semi-cylinder for handle systems, push-button and lock-insert | EC000743 | 2469000 | Rittal |  |  |  | 0.06 | x |  |  | 0.056 | 2021-05-01 | 7.79 | 1 | piece(s) | 4028177024441 | PCE |  |  |  | 83016000
2472010 | AX | AX Prot. roof, for WD: 380x210 mm, stainless steel | AX Protective roof, for WD: 380x210 mm, stainless steel | EC000744 | 2472010 | Rittal | 0 | 37 | 0 | 1.66 | x |  |  | 7 | 2021-05-01 | 57.4 | 1 | piece(s) | 4028177938229 | PCE |  |  |  | 94039010
2473010 | AX | AX Prot. roof, for WD: 600x210 mm, stainless steel | AX Prot. roof, for WD: 600x210 mm, stainless steel | EC000744 | 2473010 | Rittal | 0 | 37 | 0 | 2.42 | x |  |  | 10.675 | 2021-05-01 | 68 | 1 | piece(s) | 4028177938236 | PCE |  |  |  | 94039010
2474010 | AX | AX Prot. roof, for WD: 760x300 mm, stainless steel | AX Protective roof, for WD: 760x300 mm, stainless steel | EC000744 | 2474010 | Rittal | 0 | 43 | 0 | 3.94 | x |  |  | 18.564 | 2021-05-01 | 85.8 | 1 | piece(s) | 4028177938243 | PCE |  |  |  | 94039010
2475010 | AX | AX Prot. roof, for WD: 800x300 mm, stainless steel | AX Protective roof, for WD: 800x300 mm, stainless steel | EC000744 | 2475010 | Rittal | 0 | 43 | 0 | 3.86 | x |  |  | 19.278 | 2021-05-01 | 93.1 | 1 | piece(s) | 4028177938250 | PCE |  |  |  | 94039010
2476010 | AX | AX Prot. roof, for WD: 600x350 mm, stainless steel | AX Protective roof, for WD: 600x350 mm, stainless steel | EC000744 | 2476010 | Rittal | 0 | 47 | 0 | 3.68 | x |  |  | 17.08 | 2021-05-01 | 76 | 1 | piece(s) | 4028177938267 | PCE |  |  |  | 94039010
2476100 | SZ | AX Lock cover | AX Lock cover | EC002625 | 2476100 | Rittal |  |  |  | 0.118 | x |  |  | 0.026 | 2021-05-01 | 12.1 | 2 | piece(s) | 4028177940574 | PK |  |  |  | 83016000
2477000 | SZ | SZ Cover plate, for plug-connector cut-outs, for 24-pole cut-outs | SZ Cover plate, for plug-connector cut-outs, for 24-pole cut-outs | EC002309 | 2477000 | Rittal |  |  |  | 2.6 | x |  |  | 0.081 | 2021-05-01 | 26.6 | 20 | piece(s) | 4028177024601 | PK |  |  |  | 73269098
2478000 | SZ | SZ Cover plate, for plug-connector cut-outs, for 16-pole cut-outs | SZ Cover plate, for plug-connector cut-outs, for 16-pole cut-outs | EC002309 | 2478000 | Rittal |  |  |  | 1.58 | x |  |  | 0.063 | 2021-05-01 | 26.6 | 20 | piece(s) | 4028177024625 | PK |  |  |  | 73269098
2479000 | SZ | SZ Adaptor for connector cut-outs, for reduction from 24 to 16 pole | SZ Adaptor for connector cut-outs, for reduction from 24 to 16 pole | EC002309 | 2479000 | Rittal |  |  |  | 0.43 | x |  |  | 0.052 | 2021-05-01 | 13.2 | 5 | piece(s) | 4028177024649 | PK |  |  |  | 73269098
2480000 | SZ | SZ Adaptor for connector cut-outs, for reduction from 24 to 10 pole | SZ Adaptor for connector cut-outs, for reduction from 24 to 10 pole | EC002309 | 2480000 | Rittal |  |  |  | 0.49 | x |  |  | 0.05 | 2021-05-01 | 13.2 | 5 | piece(s) | 4028177024694 | PK |  |  |  | 73269098
2481000 | SZ | SZ Adaptor for connector cut-outs, for reduction from 24 to 6 pole | SZ Adaptor for connector cut-outs, for reduction from 24 to 6 pole | EC002309 | 2481000 | Rittal |  |  |  | 0.52 | x |  |  | 0.048 | 2021-05-01 | 13.2 | 5 | piece(s) | 4028177024717 | PK |  |  |  | 73269098
2482210 | SZ | SZ Interface extension, with wallconnection, USB, L: 500 mm | SZ Interface extension, with wallconnection, USB, L: 500 mm | EC001408 | 2482210 | Rittal |  |  |  | 0.08 | x |  |  | 0.588 | 2021-05-01 | 30.6 | 1 | piece(s) | 4028177516311 | PCE |  |  |  | 85369095
2482220 | SZ | SZ Interface extension, with wallconnection, USB, L: 1000 mm | SZ Interface extension, with wallconnection, USB, L: 1000 mm | EC001408 | 2482220 | Rittal |  |  |  | 0.1 | x |  |  | 0.432 | 2021-05-01 | 31.9 | 1 | piece(s) | 4028177516328 | PCE |  |  |  | 85369095
2482230 | SZ | SZ Interface extension, with wallconnection, USB, L: 2000 mm | SZ Interface extension, with wallconnection, USB, L: 2000 mm | EC001408 | 2482230 | Rittal |  |  |  | 0.12 | x |  |  | 0.624 | 2021-05-01 | 33.4 | 1 | piece(s) | 4028177516335 | PCE |  |  |  | 85369095
2482300 | SZ | SZ Interface flap, modular, mounting frame, single | SZ Interface flap, modular, mounting frame, single, with plastic flap, semi-transparent | EC002625 | 2482300 | Rittal | 65 | 120 | 0 | 0.2 | x |  |  | 0.41 | 2021-05-01 | 17.8 | 1 | piece(s) | 4028177311695 | PCE |  |  |  | 85369095
2482310 | SZ | SZ Interface flap, modular, mounting frame, double | SZ Interface flap, modular, mounting frame, double, with plastic flap, semi-transparent | EC002625 | 2482310 | Rittal | 130 | 120 | 0 | 0.4 | x |  |  | 0.696 | 2021-05-01 | 27.1 | 1 | piece(s) | 4028177490659 | PCE |  |  |  | 85369095
2482320 | SZ | SZ Interface flap, modular, mounting frame, single, with metal flap | SZ Interface flap, modular, mounting frame, single, with metal flap | EC002625 | 2482320 | Rittal | 65 | 120 | 0 | 0.32 | x |  |  | 0.364 | 2021-05-01 | 20.4 | 1 | piece(s) | 4028177490666 | PCE |  |  |  | 85369095
2482330 | SZ | SZ Interface flap, modular, mounting frame, double, with metal flap | SZ Interface flap, modular, mounting frame, double, with metal flap | EC002625 | 2482330 | Rittal | 130 | 120 | 0 | 0.62 | x |  |  | 0.725 | 2021-05-01 | 30.8 | 1 | piece(s) | 4028177490680 | PCE |  |  |  | 85369095
2482400 | SZ | SZ Interface flap, modular, socket modules | SZ Interface flap, modular, socket modules, Germany, with spring action terminals, Colour: Grey | EC002625 | 2482400 | Rittal | 0 | 0 | 0 | 0.75 | x |  |  | 0.289 | 2021-05-01 | 14.3 | 1 | piece(s) | 4028177490703 | PCE |  |  |  | 85369095
2482410 | SZ | SZ Interface flap, modular, socket modules, Germany, with screw terminals | SZ Interface flap, modular, socket modules, Germany, with screw terminals, Colour: Yellow | EC002625 | 2482410 | Rittal | 0 | 0 | 0 | 0.14 | x |  |  | 0.532 | 2021-05-01 | 25.1 | 1 | piece(s) | 4028177490727 | PCE |  |  |  | 85369095
2482500 | SZ | SZ Interface flap, modular, interface inserts, 2 x SUB-D9, jack/pin | SZ Interface flap, modular, interface inserts, 2 x SUB-D9, jack/pin | EC002625 | 2482500 | Rittal | 0 | 0 | 0 | 0.06 | x |  |  | 0.347 | 2021-05-01 | 22.1 | 1 | piece(s) | 4028177490734 | PCE |  |  |  | 85369095
2482510 | SZ | SZ Interface flap, modular, interface inserts, SUB-D9, jack/pin | SZ Interface flap, modular, interface inserts, SUB-D9, jack/jack | EC002625 | 2482510 | Rittal | 0 | 0 | 0 | 0.06 | x |  |  | 0.347 | 2021-05-01 | 15.7 | 1 | piece(s) | 4028177490758 | PCE |  |  |  | 85369095
2482540 | SZ | SZ Interface flap, modular, interface inserts, 2 x USB A, jack/jack | SZ Interface flap, modular, interface inserts, 2 x USB A, jack/jack | EC002625 | 2482540 | Rittal | 0 | 0 | 0 | 0.08 | x |  |  | 0.532 | 2021-05-01 | 52.7 | 1 | piece(s) | 4028177490802 | PCE |  |  |  | 85369095
2482550 | SZ | SZ Interface flap, modular, interface inserts, RJ 45, jack/jack, Cat. 5e | SZ Interface flap, modular, interface inserts, RJ 45, jack/jack, Cat. 5e, SUB-D9, jack/jack, SUB-D9, pin/pin | EC002625 | 2482550 | Rittal | 0 | 0 | 0 | 0.06 | x |  |  | 0.347 | 2021-05-01 | 33.6 | 1 | piece(s) | 4028177490819 | PCE |  |  |  | 85369095
2482560 | SZ | SZ Interface flap, modular, interface inserts, 2 x RJ 45, jack/jack, Cat. 5e | SZ Interface flap, modular, interface inserts, 2 x RJ 45, jack/jack, Cat. 5e | EC002625 | 2482560 | Rittal | 0 | 0 | 0 | 0.06 | x |  |  | 0.275 | 2021-05-01 | 33.6 | 1 | piece(s) | 4028177490833 | PCE |  |  |  | 85369095
2482570 | SZ | SZ Interface flap, modular, interface inserts, USB A, jack/jack | SZ Interface flap, modular, interface inserts, USB A, jack/jack, RJ 45, jack/jack Cat 5e, SUB-D9, jack/pin | EC002625 | 2482570 | Rittal | 0 | 0 | 0 | 0.08 | x |  |  | 0.532 | 2021-05-01 | 54.9 | 1 | piece(s) | 4028177490840 | PCE |  |  |  | 85369095
2482590 | SZ | SZ Interface flap, modular, interface inserts, Blanking plate, slimline | SZ Interface flap, modular, interface inserts, Blanking plate, slimline | EC002625 | 2482590 | Rittal | 0 | 0 | 0 | 0.04 | x |  |  | 0.347 | 2021-05-01 | 3.72 | 1 | piece(s) | 4028177490888 | PCE |  |  |  | 85369095
2482600 | SZ | SZ Interface flap, complete, mounting frame and interface inserts | SZ Interface flap, complete, mounting frame and interface inserts, with plastic flap, semi-transparent, RJ45, sockel modules Germany, knock-out for RDC protective switch | EC002625 | 2482600 | Rittal | 131 | 127 | 0 | 0.58 | x |  |  | 7.136 | 2021-05-01 | 65.2 | 1 | piece(s) | 4028177803732 | PCE |  |  |  | 85366990
2482700 | SZ | SZ Interface extension, with wallconnection, RJ 45, L: 500 mm | SZ Interface extension, with wallconnection, RJ 45, L: 500 mm | EC001408 | 2482700 | Rittal |  |  |  | 0.08 | x |  |  | 0.429 | 2021-05-01 | 33 | 1 | piece(s) | 4028177550216 | PCE |  |  |  | 85444290
2482710 | SZ | SZ Interface extension, with wallconnection, RJ 45, L: 1000 mm | SZ Interface extension, with wallconnection, RJ 45, L: 1000 mm | EC001408 | 2482710 | Rittal |  |  |  | 0.08 | x |  |  | 0.646 | 2021-05-01 | 34 | 1 | piece(s) | 4028177550223 | PCE |  |  |  | 85444290
2482720 | SZ | SZ Interface extension, with wallconnection, RJ 45, L: 2000 mm | SZ Interface extension, with wallconnection, RJ 45, L: 2000 mm | EC001408 | 2482720 | Rittal |  |  |  | 0.12 | x |  |  | 0.624 | 2021-05-01 | 35.3 | 1 | piece(s) | 4028177550230 | PCE |  |  |  | 85444290
2482730 | SZ | SZ RJ45 installation module, jack | SZ RJ45 installation module, jack | EC001121 | 2482730 | Rittal |  |  |  | 0.058 | x |  |  | 0.041 | 2021-05-01 | 31.6 | 1 | piece(s) | 4028177550247 | PCE |  |  |  | 85369095
2483000 | SZ | SZ Lock insert, version C, Die-cast zinc, 3 mm double-bit, L: 41 mm | SZ Lock insert, version C, Die-cast zinc, 3 mm double-bit, L: 41 mm | EC000743 | 2483000 | Rittal |  |  |  | 0.03 | x |  |  | 0.009 | 2021-05-01 | 1.77 | 1 | piece(s) | 4028177024731 | PCE |  |  |  | 83015000
2485000 | SZ | SZ Plastic handle, version C, with lock cylinder insert, Lock no. 3524 E | SZ Plastic handle, version C, with lock cylinder insert, Lock no. 3524 E | EC000327 | 2485000 | Rittal | 0 | 0 | 0 | 0.08 | x |  |  | 0.096 | 2021-05-01 | 10.1 | 1 | piece(s) | 4028177024779 | PCE |  |  |  | 39269097
2485100 | SZ | SZ Plastic handle, version C, without lock cylinder insert | SZ Plastic handle, version C, without lock cylinder insert | EC000327 | 2485100 | Rittal | 0 | 0 | 0 | 0.04 | x |  |  | 0.096 | 2021-05-01 | 6.81 | 1 | piece(s) | 4028177440968 | PCE |  |  |  | 39269097
2486400 | SZ | VX Metal multi-tooth screw, for stainless steel | VX Metal multi-tooth screw, for stainless steel, size: 5x13 mm | EC000889 | 2486400 | Rittal |  |  |  | 1.2 | x |  |  | 0.002 | 2021-05-01 | 35.3 | 300 | piece(s) | 4028177919266 | PK |  |  |  | 73181900
2486600 | SZ | VX Metal multi-tooth screw, for sheet steel | VX Metal multi-tooth screw, for sheet steel, size: 5.5x13 mm | EC000889 | 2486600 | Rittal |  |  |  | 1.2 | x |  |  | 0 | 2021-05-01 | 31 | 300 | piece(s) | 4028177919273 | PK |  |  |  | 73181900
2487000 | SZ | SZ Self-tapping screws, for thread ST 4,8 | SZ Self-tapping screws, for thread ST 4,8 | EC002341 | 2487000 | Rittal |  |  |  | 0.9 | x |  |  | 0.002 | 2021-05-01 | 39.9 | 300 | piece(s) | 4028177025042 | PK |  |  |  | 73181900
2488000 | SZ | SZ Posidrive raised countersunk screws, for thread M5, self-tapping | SZ Posidrive raised countersunk screws, for thread M5, self-tapping | EC000891 | 2488000 | Rittal |  |  |  | 1 | x |  |  | 0.001 | 2021-05-01 | 47.3 | 500 | piece(s) | 4028177025066 | PK |  |  |  | 73181900
2489000 | SZ | SZ Pan-head screws, posidrive, for thread M5, self-tapping | SZ Pan-head screws, posidrive, for thread M5, self-tapping | EC000891 | 2489000 | Rittal |  |  |  | 1.5 | x |  |  | 0.001 | 2021-05-01 | 47.3 | 500 | piece(s) | 4028177025080 | PK |  |  |  | 73181900
2489500 | SZ | SZ Pan-head screws, multi-tooth, for thread M5, self-tapping | SZ Pan-head screws, multi-tooth, for thread M5, self-tapping | EC000891 | 2489500 | Rittal |  |  |  | 1 | x |  |  | 0.001 | 2021-05-01 | 47.3 | 500 | piece(s) | 4028177462977 | PK |  |  |  | 73181900
2493500 | SZ | SZ Multiple lock, for 6 pad-locks | SZ Multiple lock, for 6 pad-locks | EC000327 | 2493500 | Rittal |  |  |  | 0.1 | x |  |  | 0.182 | 2021-05-01 | 28.7 | 2 | piece(s) | 4028177220324 | PK |  |  |  | 83015000
2500100 | SZ | SZ System Light LED, 400 Lumen, L: 262 mm, 100-240 V | SZ System Light LED, 400 Lumen, L: 262 mm, 100-240 V | EC000321 | 2500100 | Rittal | 262 | 55 | 23 | 0.289 | x |  |  | 1.286 | 2021-05-01 | 41.2 | 1 | piece(s) | 4028177806931 | PCE |  |  |  | 94054099
2500104 | SZ | SZ System Light LED, 400 Lumen, L: 262 mm, 100-240 V | SZ System Light LED, 400 Lumen, L: 262 mm, 100-240 V | EC000321 | 2500104 | Rittal | 262 | 55 | 23 | 0.297 | x |  |  | 1.341 | 2021-05-01 | 46.7 | 1 | piece(s) | 4028177920538 | PCE |  |  |  | 94054099
2500110 | SZ | SZ System Light LED, 600 Lumen, L: 337 mm, 100-240 V | SZ System Light LED, 600 Lumen, L: 337 mm, 100-240 V | EC000321 | 2500110 | Rittal | 337 | 55 | 23 | 0.351 | x |  |  | 1.712 | 2021-05-01 | 44.6 | 1 | piece(s) | 4028177806948 | PCE |  |  |  | 94054099
2500114 | SZ | SZ System Light LED, 600 Lumen, L: 337 mm, 100-240 V | SZ System Light LED, 600 Lumen, L: 337 mm, 100-240 V | EC000321 | 2500114 | Rittal | 337 | 55 | 23 | 0.36 | x |  |  | 1.872 | 2021-05-01 | 50.2 | 1 | piece(s) | 4028177920545 | PCE |  |  |  | 94054099
2500200 | SZ | SZ System Light LED, 900 Lumen, L: 437 mm, 100-240 V | SZ System Light LED, 900 Lumen, L: 437 mm, 100-240 V | EC000321 | 2500200 | Rittal | 437 | 75 | 23 | 0.566 | x |  |  | 3.675 | 2021-05-01 | 83.1 | 1 | piece(s) | 4028177806955 | PCE |  |  |  | 94054099
2500210 | SZ | SZ System Light LED, 900 Lumen, L: 437 mm, 100-240 V, with earthing-pin socket | SZ System Light LED, 900 Lumen, L: 437 mm, 100-240 V, with earthing-pin socket | EC000321 | 2500210 | Rittal | 437 | 80 | 44 | 0.614 | x |  |  | 3.255 | 2021-05-01 | 86.1 | 1 | piece(s) | 4028177806962 | PCE |  |  |  | 94054099
2500211 | SZ | System Light LED, 900 Lumen, L: 437 mm, 100-240 V, socket version UK | SZ System Light LED, 900 Lumen, L: 437 mm, 100-240 V, with eaerthing-pin socket for Great Britain | EC000321 | 2500211 | Rittal | 437 | 80 | 44 | 0.614 | x |  |  | 3.413 | 2021-05-01 | 86.1 | 1 | piece(s) | 4028177811355 | PCE |  |  |  | 94054099
2500212 | SZ | System Light LED, 900 Lumen, L: 437 mm, 100-240 V, socket version FR/BE | SZ System Light LED, 900 Lumen, L: 437 mm, 100-240 V, with eaerthing-pin socket for Belgium/France | EC000321 | 2500212 | Rittal | 437 | 80 | 44 | 0.614 | x |  |  | 3.413 | 2021-05-01 | 86.1 | 1 | piece(s) | 4028177811348 | PCE |  |  |  | 94054099
2500213 | SZ | System Light LED, 900 Lumen, L: 437 mm, 100-240 V, socket version CH | SZ System Light LED, 900 Lumen, L: 437 mm, 100-240 V, with eaerthing-pin socket for Switzerland | EC000321 | 2500213 | Rittal | 437 | 80 | 44 | 0.614 | x |  |  | 3.413 | 2021-05-01 | 86.1 | 1 | piece(s) | 4028177811331 | PCE |  |  |  | 94054099
2500214 | SZ | System Light LED, 900 Lumen, L: 437 mm, 100-125 V, socket version US | SZ System Light LED, 900 Lumen, L: 437 mm, 100-125 V, with eaerthing-pin socket for USA | EC000321 | 2500214 | Rittal | 437 | 80 | 44 | 0.614 | x |  |  | 3.413 | 2021-05-01 | 86.1 | 1 | piece(s) | 4028177811324 | PCE |  |  |  | 94054099
2500220 | SZ | SZ System Light LED, 900 Lumen, L: 437 mm, 24 V DC | SZ System Light LED, 900 Lumen, L: 437 mm, 24 V DC | EC000321 | 2500220 | Rittal | 437 | 75 | 23 | 0.54 | x |  |  | 3.413 | 2021-05-01 | 83.1 | 1 | piece(s) | 4028177806979 | PCE |  |  |  | 94054099
2500300 | SZ | System Light LED, 1200 lm, L: 437 mm, 100-240 V, with integral motion detector | SZ System Light LED, 1200 Lumen, L: 437 mm, 100-240 V, with integral motion detector | EC000321 | 2500300 | Rittal | 437 | 85 | 37 | 0.65 | x |  |  | 3.938 | 2021-05-01 | 134.5 | 1 | piece(s) | 4028177809864 | PCE |  |  |  | 94054099
2500310 | SZ | System Light LED, 1200 lm, L: 437 mm, 100-240 V, with integral motion detector | SZ System Light LED, 1200 Lumen, L: 437 mm, 100-240 V, with integral motion detector | EC000321 | 2500310 | Rittal | 437 | 85 | 44 | 0.7 | x |  |  | 4.002 | 2021-05-01 | 139 | 1 | piece(s) | 4028177806986 | PCE |  |  |  | 94054099
2500311 | SZ | System Light LED, 1200 lm, L: 437 mm, 100-240 V, with integral motion detector | SZ System Light LED, 1200 Lumen, L: 437 mm, 100-240 V, with integral motion detector | EC000321 | 2500311 | Rittal | 437 | 85 | 44 | 0.7 | x |  |  | 3.938 | 2021-05-01 | 139 | 1 | piece(s) | 4028177811317 | PCE |  |  |  | 94054099
2500312 | SZ | System Light LED, 1200 lm, L: 437 mm, 100-240 V, with integral motion detector | SZ System Light LED, 1200 Lumen, L: 437 mm, 100-240 V, with integral motion detector | EC000321 | 2500312 | Rittal | 437 | 85 | 44 | 0.7 | x |  |  | 3.99 | 2021-05-01 | 139 | 1 | piece(s) | 4028177811300 | PCE |  |  |  | 94054099
2500313 | SZ | System Light LED, 1200 lm, L: 437 mm, 100-240 V, with integral motion detector | SZ System Light LED, 1200 Lumen, L: 437 mm, 100-240 V, with integral motion detector | EC000321 | 2500313 | Rittal | 437 | 85 | 44 | 0.7 | x |  |  | 4.2 | 2021-05-01 | 139 | 1 | piece(s) | 4028177811294 | PCE |  |  |  | 94054099
2500314 | SZ | System Light LED, 1200 lm, L: 437 mm, 100-125 V, with integral motion detector | SZ System Light LED, 1200 Lumen, L: 437 mm, 100-125 V, with integral motion detector | EC000321 | 2500314 | Rittal | 437 | 85 | 44 | 0.7 | x |  |  | 4.175 | 2021-05-01 | 139 | 1 | piece(s) | 4028177811287 | PCE |  |  |  | 94054099
2500320 | SZ | SZ System Light LED, 1200 Lumen, L: 437 mm, 24 V DC, with integral motion sensor | SZ System Light LED, 1200 Lumen, L: 437 mm, 24 V DC, with integral motion sensor | EC000321 | 2500320 | Rittal | 437 | 85 | 37 | 0.65 | x |  |  | 3.938 | 2021-05-01 | 134.5 | 1 | piece(s) | 4028177918818 | PCE |  |  |  | 94054099
2500400 | SZ | SZ Connection cable, for power supply, 3-pole, 100-240 V, L: 3000 mm | SZ Connection cable, for power supply, 3-pole, 100-240 V, L: 3000 mm | EC001576 | 2500400 | Rittal | 0 | 0 | 0 | 1.56 | x |  |  | 0 | 2021-05-01 | 24.3 | 5 | piece(s) | 4028177809093 | PK |  |  |  | 85444290
2500410 | SZ | SZ Connection cable, for power supply, 2-pole, 24 V DC, L: 3000 mm | SZ Connection cable, for power supply, 2-pole, 24 V DC, L: 3000 mm | EC001576 | 2500410 | Rittal | 0 | 0 | 0 | 0.92 | x |  |  | 0 | 2021-05-01 | 29 | 5 | piece(s) | 4028177809109 | PK |  |  |  | 85444290
2500420 | SZ | SZ Connection cable, for power supply, 2-pole, 100-240 V, L: 3000 mm | SZ Connection cable, for power supply, 2-pole, 100-240 V, L: 3000 mm | EC001576 | 2500420 | Rittal | 0 | 0 | 0 | 1.26 | x |  |  | 0.861 | 2021-05-01 | 21.1 | 5 | piece(s) | 4028177809116 | PK |  |  |  | 85444290
2500430 | SZ | SZ Connection cable, for through-wiring, 3-pole, 100-240 V, L: 1000 mm | SZ Connection cable, for through-wiring, 3-pole, 100-240 V, L: 1000 mm | EC001576 | 2500430 | Rittal | 0 | 0 | 0 | 0.665 | x |  |  | 0.696 | 2021-05-01 | 30.2 | 5 | piece(s) | 4028177809123 | PK |  |  |  | 85444290
2500435 | SZ | SZ throughwiring, 3-pole, for socket box, L: 200 mm, 100-240V AC | SZ throughwiring, 3-pole, for socket box, L: 200 mm, 100-240V AC | EC001576 | 2500435 | Rittal | 0 | 0 | 0 | 0.067 | x |  |  | 0.048 | 2021-05-01 | 7.69 | 1 | piece(s) | 4028177956872 | PCE |  |  |  | 85444290
2500440 | SZ | SZ Connection cable, for through-wiring, 2-pole, 24 V DC, L: 1000 mm | SZ Connection cable, for through-wiring, 2-pole, 24 V DC, L: 1000 mm | EC001576 | 2500440 | Rittal | 0 | 0 | 0 | 0.345 | x |  |  | 0 | 2021-05-01 | 32 | 5 | piece(s) | 4028177809130 | PK |  |  |  | 85444290
2500450 | SZ | SZ Connection cable, for through-wiring, 2-pole, 100-240 V, L: 1000 mm | SZ Connection cable, for through-wiring, 2-pole, 100-240 V, L: 1000 mm | EC001576 | 2500450 | Rittal | 0 | 0 | 0 | 0.465 | x |  |  | 0.36 | 2021-05-01 | 24.2 | 5 | piece(s) | 4028177809147 | PK |  |  |  | 85444290
2500460 | SZ | SZ Door-operated switch, with connection wire, L: 800 mm, black | SZ Door-operated switch, with connection wire, L: 800 mm, black | EC002626 | 2500460 | Rittal | 31 | 78 | 30 | 0.122 | x |  |  | 0.912 | 2021-05-01 | 23 | 1 | piece(s) | 4028177809178 | PCE |  |  |  | 85365080
2500470 | SZ | SZ Door-operated switch, with connection wire, L: 800 mm, black, UL | SZ Door-operated switch, with connection wire, L: 800 mm, black, UL | EC002626 | 2500470 | Rittal | 31 | 78 | 30 | 0.12 | x |  |  | 0.576 | 2021-05-01 | 25.9 | 1 | piece(s) | 4028177809154 | PCE |  |  |  | 85444290
2500490 | SZ | VX Mounting kit magnet, LED system light | VX Mounting kit magnet, for LED system light | EC002625 | 2500490 | Rittal | 40 | 40 | 2 | 0.042 | x |  |  | 0.064 | 2021-05-01 | 7.25 | 2 | piece(s) | 4028177918986 | PK |  |  |  | 39206212
2500500 | SZ | SZ Connection cable, for power supply, 3-pole, 100-240 V, L: 3000 mm, UL | SZ Connection cable, for power supply, 3-pole, 100-240 V, L: 3000 mm, UL | EC001576 | 2500500 | Rittal | 0 | 0 | 0 | 0.359 | x |  |  | 2.002 | 2021-05-01 | 21.4 | 1 | piece(s) | 4028177811379 | PCE |  |  |  | 85444290
2500520 | SZ | SZ Connection cable, for power supply, 2-pole, 100-240 V, L: 3000 mm, UL | SZ Connection cable, for power supply, 2-pole, 100-240 V, L: 3000 mm, UL | EC001576 | 2500520 | Rittal | 0 | 0 | 0 | 0.267 | x |  |  | 1.104 | 2021-05-01 | 20.4 | 1 | piece(s) | 4028177921207 | PCE |  |  |  | 85444290
2500530 | SZ | SZ Connection cable, for through-wiring, 3-pole, 100-240 V, L: 1000 mm, UL | SZ Connection cable, for through-wiring, 3-pole, 100-240 V, L: 1000 mm, UL | EC001576 | 2500530 | Rittal | 0 | 0 | 0 | 0.15 | x |  |  | 1.313 | 2021-05-01 | 7.69 | 1 | piece(s) | 4028177811362 | PCE |  |  |  | 85444290
2500550 | SZ | SZ Connection cable, for through-wiring, 2-pole, 100-240 V, L: 1000 mm, UL | SZ Connection cable, for through-wiring, 2-pole, 100-240 V, L: 1000 mm, UL | EC001576 | 2500550 | Rittal | 0 | 0 | 0 | 0.101 | x |  |  | 0.72 | 2021-05-01 | 7.13 | 1 | piece(s) | 4028177921214 | PCE |  |  |  | 85444290
2500600 | SZ | Jack, for power supply and through-wiring, 3-pole, 100-240 V | SZ Jack, for power supply and through-wiring, 3-pole, 100-240 V, Connection accessories for self-assembly | EC000458 | 2500600 | Rittal | 17.9 | 14 | 63.6 | 0.075 | x |  |  | 0 | 2021-05-01 | 20.8 | 5 | piece(s) | 4028177918733 | PK |  |  |  | 85369095
2500610 | SZ | Jack, for power supply and through-wiring, 2-pole, 24 V DC | SZ Jack, for power supply and through-wiring, 2-pole, 24 V DC, Connection accessories for self-assembly | EC000458 | 2500610 | Rittal | 15.6 | 13.2 | 61.6 | 0.065 | x |  |  | 0.91 | 2021-05-01 | 20.8 | 5 | piece(s) | 4028177918740 | PK |  |  |  | 85369095
2500620 | SZ | Jack, for power supply and through-wiring, 2-pole, 100-240 V | SZ Jack, for power supply and through-wiring, 2-pole, 100-240 V, Connection accessories for self-assembly | EC000458 | 2500620 | Rittal | 15.6 | 13.2 | 61.6 | 0.065 | x |  |  | 0 | 2021-05-01 | 20.8 | 5 | piece(s) | 4028177918757 | PK |  |  |  | 85369095
2500630 | SZ | Connector, for through-wiring, 3-pole, 100-240 V | SZ Connector, for through-wiring, 3-pole, 100-240 V, Connection accessories for self-assembly | EC000458 | 2500630 | Rittal | 17.9 | 14 | 63.6 | 0.075 | x |  |  | 0 | 2021-05-01 | 22.5 | 5 | piece(s) | 4028177918764 | PK |  |  |  | 85369095
2500640 | SZ | Connector, for through-wiring, 2-pole, 24 V DC | SZ Connector, for through-wiring, 2-pole, 24 V DC, Connection accessories for self-assembly | EC000458 | 2500640 | Rittal | 15.6 | 13.2 | 61.6 | 0.065 | x |  |  | 0 | 2021-05-01 | 22.5 | 5 | piece(s) | 4028177918771 | PK |  |  |  | 85369095
2500650 | SZ | Connector, for through-wiring, 2-pole, 100-240 V | SZ Connector, for through-wiring, 2-pole, 100-240 V, Connection accessories for self-assembly | EC000458 | 2500650 | Rittal | 15.6 | 13.2 | 61.6 | 0.065 | x |  |  | 0 | 2021-05-01 | 22.5 | 5 | piece(s) | 4028177918788 | PK |  |  |  | 85369095
2500660 | SZ | Wire for door-operated switch, L: 2000 mm, black | SZ wire for door-operated switch, L: 2000 mm, black, Connection accessories for self-assembly | EC001576 | 2500660 | Rittal | 0 | 0 | 0 | 0.147 | x |  |  | 1.188 | 2021-05-01 | 7.81 | 1 | piece(s) | 4028177918795 | PCE |  |  |  | 85444290
2500670 | SZ | Wire for door-operated switch, L: 3000 mm, black, UL | SZ wire for door-operated switch, L: 3000 mm, black, UL, Connection accessories for self-assembly | EC001576 | 2500670 | Rittal | 0 | 0 | 0 | 0.14 | x |  |  | 1.188 | 2021-05-01 | 10.03 | 1 | piece(s) | 4028177918801 | PCE |  |  |  | 85444290
2500680 | SZ | SZ T distributor with 2 sockets, 1 connector | SZ T distributor with 2 sockets, 1 connector | EC002625 | 2500680 | Rittal | 0 | 0 | 0 | 0.08 | x |  |  | 0.187 | 2021-05-01 | 26.3 | 5 | piece(s) | 4028177956902 | PK |  |  |  | 85369095
2500710 | SZ | with socket for Germany,, with earthing-pin (type F, CEE 7/3) | with socket for Germany,, with earthing-pin (type F, CEE 7/3) | EC000330 | 2500710 | Rittal | 163 | 68 | 43.5 | 0.277 | x |  |  | 0.76 | 2021-05-01 | 26.3 | 1 | piece(s) | 4028177956896 | PCE |  |  |  | 85366990
2500711 | SZ | SZ socket box for LED system light, with socket for UK, | SZ socket box for LED system light, with socket for UK, | EC000330 | 2500711 | Rittal | 163 | 68 | 43.5 | 0.281 | x |  |  | 0.74 | 2021-05-01 | 26.3 | 1 | piece(s) | 4028177956889 | PCE |  |  |  | 85369095
2500712 | SZ | SZ socket box for LED system light, with socket for France/Belgium, | SZ socket box for LED system light, with socket for France/Belgium, | EC000330 | 2500712 | Rittal | 163 | 68 | 43.5 | 0.271 | x |  |  | 0.74 | 2021-05-01 | 26.3 | 1 | piece(s) | 4028177956865 | PCE |  |  |  | 85366990
2500713 | SZ | SZ socket box for LED system light, with socket for Switzerland, | SZ socket box for LED system light, with socket for Switzerland, | EC000330 | 2500713 | Rittal | 163 | 68 | 43.5 | 0.267 | x |  |  | 0.79 | 2021-05-01 | 31.5 | 1 | piece(s) | 4028177956858 | PCE |  |  |  | 85369095
2500714 | SZ | SZ socket box for LED system light, with socket for USA/Canada, | SZ socket box for LED system light, with socket for USA/Canada, | EC000330 | 2500714 | Rittal | 163 | 68 | 43.5 | 0.247 | x |  |  | 0.76 | 2021-05-01 | 26.3 | 1 | piece(s) | 4028177956841 | PCE |  |  |  | 85366990
2500715 | SZ | SZ socket box for LED system light, with socket for China, | SZ socket box for LED system light, with socket for China, | EC000330 | 2500715 | Rittal | 163 | 68 | 43.5 | 0.274 | x |  |  | 0.694 | 2021-05-01 | 26.3 | 1 | piece(s) | 4028177956834 | PCE |  |  |  | 85366990
2503020 | AX | SZ Wall mounting bracket, for AX and KX, sheet steel | SZ Wall mounting bracket, for AX and KX, sheet steel, wall distance: 40 mm | EC002625 | 2503020 | Rittal |  |  |  | 0.568 | x |  |  | 0 | 2021-05-01 | 10.29 | 4 | piece(s) | 4028177938274 | PK |  |  |  | 73182900
2504000 | SZ | SZ Hex screws, for thread M5, self-tapping | SZ Hex screws, for thread M5, self-tapping | EC000891 | 2504000 | Rittal |  |  |  | 1.5 | x |  |  | 0.002 | 2021-05-01 | 46.6 | 500 | piece(s) | 4028177025684 | PK |  |  |  | 73181900
2504500 | SZ | SZ Multi-tooth screws, for thread M6 | SZ Multi-tooth screws, for thread M6 | EC003861 | 2504500 | Rittal |  |  |  | 1.2 | x |  |  | 0.001 | 2021-05-01 | 24.5 | 300 | piece(s) | 4028177214811 | PK |  |  |  | 73181900
2504800 | SZ | SZ Multi-tooth screws, for thread M8 | SZ Multi-tooth screws, for thread M8 | EC003861 | 2504800 | Rittal |  |  |  | 2.1 | x |  |  | 0.002 | 2021-05-01 | 24.5 | 300 | piece(s) | 4028177463004 | PK |  |  |  | 73181900
2505510 | SZ | SZ Wall angle,, | SZ Wall angle | EC002625 | 2505510 | Rittal |  |  |  | 0.448 | x |  |  | 0.063 | 2021-05-01 | 7.9 | 4 | piece(s) | 4028177663510 | PK |  |  |  | 83024900
2506120 | SZ | SZ Socket for mounting on support rails, Schuko, CEE 7/4 | SZ Socket for mounting on support rails, Schuko, CEE 7/4 | EC000330 | 2506120 | Rittal |  |  |  | 0.14 | x |  |  | 0 | 2021-05-01 | 11.2 | 2 | piece(s) | 4028177935600 | PK |  |  |  | 85369095
2508020 | AX | SZ Wall mounting bracket, for AX and KX, sheet steel | SZ Wall mounting bracket, for AX and KX, sheet steel, wall distance: 20 mm | EC002625 | 2508020 | Rittal |  |  |  | 0.452 | x |  |  | 0.195 | 2021-05-01 | 9.76 | 4 | piece(s) | 4028177938281 | PK |  |  |  | 73182900
2509010 | AX | AX Eyebolts | AX Eyebolts | EC002367 | 2509010 | Rittal |  |  |  | 0.652 | x |  |  | 0 | 2021-05-01 | 20.1 | 2 | piece(s) | 4028177938298 | PK |  |  |  | 73182900
2510000 | SZ | SZ Wiring plan pocket with transparent pouch, DIN A4 | SZ Wiring plan pocket with transparent pouch, DIN A4 | EC000317 | 2510000 | Rittal |  |  |  | 0.14 | x |  |  | 0.145 | 2021-05-01 | 6.47 | 1 | piece(s) | 4028177025820 | PCE |  |  |  | 39269097
2512000 | SZ | SZ Wiring plan pocket with transparent pouch, DIN A3 | SZ Wiring plan pocket with transparent pouch, DIN A3 | EC000317 | 2512000 | Rittal |  |  |  | 0.2 | x |  |  | 0.4 | 2021-05-01 | 8.39 | 1 | piece(s) | 4028177025875 | PCE |  |  |  | 39269097
2513000 | SZ | SZ Wiring plan pocket, plastic, DIN A3, landscape | SZ Wiring plan pocket, plastic, DIN A3, landscape | EC000317 | 2513000 | Rittal |  |  |  | 0.326 | x |  |  | 7.656 | 2021-05-01 | 6.69 | 1 | piece(s) | 4028177025899 | PCE |  |  |  | 39269097
2514000 | SZ | SZ Wiring plan pocket, plastic, DIN A4, portrait | SZ Wiring plan pocket, plastic, DIN A4, portrait | EC000317 | 2514000 | Rittal |  |  |  | 0.136 | x |  |  | 1.199 | 2021-05-01 | 5.19 | 1 | piece(s) | 4028177025912 | PCE |  |  |  | 39269097
2515000 | SZ | SZ Wiring plan pocket, plastic, DIN A5, landscape | SZ Wiring plan pocket, plastic, DIN A5, landscape | EC000317 | 2515000 | Rittal |  |  |  | 0.097 | x |  |  | 1.028 | 2021-05-01 | 4.58 | 1 | piece(s) | 4028177025936 | PCE |  |  |  | 39269097
2515200 | AX | AX Sheet steel wiring plan pocket, width-variable, L: 325 - 425 mm | AX Sheet steel wiring plan pocket, width-variable, L: 325 - 425 mm, for door width 400/500 mm | EC000317 | 2515200 | Rittal |  |  | 35 | 0.72 | x |  |  | 3.416 | 2021-05-01 | 16.8 | 1 | piece(s) | 4028177938304 | PCE |  |  |  | 73269098
2515300 | AX | AX Sheet steel wiring plan pocket, width-variable, L: 475 - 575 mm | AX Sheet steel wiring plan pocket, width-variable, L: 475 - 575 mm , for door width 600 mm | EC000317 | 2515300 | Rittal |  |  | 35 | 0.92 | x |  |  | 4.653 | 2021-05-01 | 18.9 | 1 | piece(s) | 4028177938311 | PCE |  |  |  | 73269098
2515400 | AX | AX Sheet steel wiring plan pocket, width-variable, L: 625 - 725 mm | AX Sheet steel wiring plan pocket, width-variable, L: 625 - 725 mm, for door width 760/800 mm | EC000317 | 2515400 | Rittal |  |  | 35 | 0 | x |  |  | 6.82 | 2021-05-01 | 21 | 1 | piece(s) | 4028177938328 | PCE |  |  |  | 73269098
2519010 | SZ | AX Door stay | AX Door stay | EC002626 | 2519010 | Rittal |  |  |  | 0.086 | x |  |  | 0.252 | 2021-05-01 | 5.77 | 1 | piece(s) | 4028177938335 | PCE |  |  |  | 83024900
2519200 | CM | CM Door stay, for CM, TP | CM Door stay, for CM, TP | EC002626 | 2519200 | Rittal |  |  |  | 0.244 | x |  |  | 0.294 | 2021-05-01 | 15.1 | 2 | piece(s) | 4028177533479 | PK |  |  |  | 83024900
2521000 | SZ | SZ Enclosure key, for Daimler | SZ Enclosure key, for Daimler | EC000175 | 2521000 | Rittal |  |  |  | 0.04 | x |  |  | 0.05 | 2021-05-01 | 2.55 | 1 | piece(s) | 4028177026117 | PCE |  |  |  | 83017000
2522000 | SZ | SZ Lock insert, version C, Die-cast zinc, 7 mm Daimler insert, L: 41 mm | SZ Lock insert, version C, Die-cast zinc, 7 mm Daimler insert, L: 41 mm | EC000743 | 2522000 | Rittal |  |  |  | 0.03 | x |  |  | 0.009 | 2021-05-01 | 1.89 | 1 | piece(s) | 4028177026131 | PCE |  |  |  | 83015000
2523000 | SZ | SZ Lock insert, version C, Die-cast zinc, 7 mm square, L: 41 mm | SZ Lock insert, version C, Die-cast zinc, 7 mm square, L: 41 mm | EC000743 | 2523000 | Rittal |  |  |  | 0.02 | x |  |  | 0.009 | 2021-05-01 | 1.89 | 1 | piece(s) | 4028177026155 | PCE |  |  |  | 83015000
2525000 | SZ | SZ Lock cylinder, version C, with lock cylinder insert, Lock no. 3524 E | SZ Lock cylinder, version C, with lock cylinder insert, Lock no. 3524 E | EC000743 | 2525000 | Rittal |  |  |  | 0.04 | x |  |  | 0.036 | 2021-05-01 | 5.66 | 1 | piece(s) | 4028177026193 | PCE |  |  |  | 83016000
2526000 | SZ | SZ Lock insert, version C, Die-cast zinc, 8 mm square, L: 41 mm | SZ Lock insert, version C, Die-cast zinc, 8 mm square, L: 41 mm | EC000743 | 2526000 | Rittal |  |  |  | 0.02 | x |  |  | 0.016 | 2021-05-01 | 1.89 | 1 | piece(s) | 4028177026575 | PCE |  |  |  | 83015000
2527000 | SZ | SZ Lock insert, version C, Die-cast zinc, 7 mm triangular, L: 41 mm | SZ Lock insert, version C, Die-cast zinc, 7 mm triangular, L: 41 mm | EC000743 | 2527000 | Rittal |  |  |  | 0.02 | x |  |  | 0.016 | 2021-05-01 | 1.89 | 1 | piece(s) | 4028177026599 | PCE |  |  |  | 83015000
2528000 | SZ | SZ Lock insert, version C, Die-cast zinc, 8 mm triangular, L: 41 mm | SZ Lock insert, version C, Die-cast zinc, 8 mm triangular, L: 41 mm | EC000743 | 2528000 | Rittal |  |  |  | 0.028 | x |  |  | 0.016 | 2021-05-01 | 1.89 | 1 | piece(s) | 4028177026612 | PCE |  |  |  | 83015000
2530000 | SZ | SZ Cam lock, die-cast, nickel-plated, with lock cylinder insert, Lock no. 3524 E | SZ Cam lock, die-cast, nickel-plated, with lock cylinder insert, Lock no. 3524 E | EC000327 | 2530000 | Rittal |  |  |  | 0.08 | x |  |  | 0.099 | 2021-05-01 | 7.24 | 1 | piece(s) | 4028177026636 | PCE |  |  |  | 83016000
2531000 | SZ | SZ Enclosure key, double bit No. 5 | SZ Enclosure key, double bit No. 5 | EC000175 | 2531000 | Rittal |  |  |  | 0.05 | x |  |  | 0.027 | 2021-05-01 | 2.5 | 1 | piece(s) | 4028177026735 | PCE |  |  |  | 83017000
2532000 | SZ | SZ Security key, lock No. 3524 E | SZ Security key, lock No. 3524 E | EC000175 | 2532000 | Rittal |  |  |  | 0.012 | x |  |  | 0.005 | 2021-05-01 | 2.68 | 2 | piece(s) | 4028177026759 | PK |  |  |  | 83017000
2533000 | SZ | SZ Plastic handle, version B, without lock cylinder insert | SZ Plastic handle, version B, without lock cylinder insert | EC000327 | 2533000 | Rittal | 0 | 0 | 0 | 0.04 | x |  |  | 0.108 | 2021-05-01 | 7.24 | 1 | piece(s) | 4028177026896 | PCE |  |  |  | 39269097
2535000 | SZ | SZ T handle, version C, with lock cylinder insert, Lock no. 3524 E | SZ T handle, version C, with lock cylinder insert, Lock no. 3524 E | EC000327 | 2535000 | Rittal | 0 | 0 | 0 | 0.15 | x |  |  | 0.11 | 2021-05-01 | 18.5 | 1 | piece(s) | 4028177026933 | PCE |  |  |  | 83024110
2536000 | SZ | SZ T handle, version C, without lock cylinder insert | SZ T handle, version C, without lock cylinder insert | EC000327 | 2536000 | Rittal | 0 | 0 | 0 | 0.1 | x |  |  | 0.09 | 2021-05-01 | 8.88 | 1 | piece(s) | 4028177027145 | PCE |  |  |  | 83024110
2537100 | AX | AX Mini-comfort handle, for AX and KX with cam, for lock inserts/semi-cylinders | AX Mini-comfort handle, for AX and KX with cam, for lock inserts or semi-cylinders | EC000327 | 2537100 | Rittal | 0 | 0 | 0 | 0.297 | x |  |  | 0.462 | 2021-05-01 | 24.7 | 1 | piece(s) | 4028177938342 | PCE |  |  |  | 83024110
2537300 | AX | AX Mini-comfort handle, for AX and KX with cam, for lock inserts/semi-cylinders | AX Mini-comfort handle, for AX and KX with cam, for padlocks and lock inserts or cemi-cylinders | EC000327 | 2537300 | Rittal | 0 | 0 | 0 | 0.324 | x |  |  | 0.465 | 2021-05-01 | 26.8 | 1 | piece(s) | 4028177938366 | PCE |  |  |  | 83024110
2537400 | AX | AX Mini-comfort handle, for AX and KX with cam, with lock insert ASSA | AX Mini-comfort handle, for AX and KX with cam, with lock insert ASSA | EC000327 | 2537400 | Rittal | 0 | 0 | 0 | 0.278 | x |  |  | 0.465 | 2021-05-01 | 34 | 1 | piece(s) | 4028177938373 | PCE |  |  |  | 83024110
2537500 | AX | AX Mini-comfort handle, for AX and KX with cam, with lock insert KESO/KABA | AX Mini-comfort handle, for AX and KX with cam, with lock insert KESO/KABA | EC000327 | 2537500 | Rittal | 0 | 0 | 0 | 0.268 | x |  |  | 0.465 | 2021-05-01 | 34.6 | 1 | piece(s) | 4028177938380 | PCE |  |  |  | 83024110
2540500 | SZ | SZ Cam lock, glass-fibre reinforced polyamid, with lock cylinder insert, Lock E1 | SZ Cam lock, glass-fibre reinforced polyamid, with lock cylinder insert, Lock E1 | EC000327 | 2540500 | Rittal |  |  |  | 0.1 | x |  |  | 0.08 | 2021-05-01 | 19.4 | 1 | piece(s) | 4028177460904 | PCE |  |  |  | 83016000
2541235 | SK | SK Integrated louvres, WHD: 160x110x8 mm, Sheet steel, RAL 7035 | SK Integrated louvres, Sheet steel, WHD: 160 x 110 x 8 mm | EC000331 | 2541235 | Rittal | 160 | 110 | 8 | 0.92 | x |  |  | 0.155 | 2021-05-01 | 18.3 | 4 | piece(s) | 4028177165250 | PK |  |  |  | 73269098
2542235 | SK | SK Integrated louvres, WHD: 160x110x8 mm, Sheet steel, RAL 7035 | SK Integrated louvres, Sheet steel, WHD: 210 x 100 x 8 mm | EC000331 | 2542235 | Rittal | 210 | 100 | 8 | 1.088 | x |  |  | 0.158 | 2021-05-01 | 19.1 | 4 | piece(s) | 4028177165267 | PK |  |  |  | 73269098
2543235 | SK | SK Integrated louvres, WHD: 330x110x8 mm, Sheet steel, RAL 7035 | SK Integrated louvres, Sheet steel, WHD: 330 x 110 x 8 mm | EC000331 | 2543235 | Rittal | 330 | 110 | 8 | 1.772 | x |  |  | 0.219 | 2021-05-01 | 21 | 4 | piece(s) | 4028177165274 | PK |  |  |  | 73269098
2545000 | SZ | SZ Enclosure key, 7 mm triangular | SZ Enclosure key, 7 mm triangular | EC000175 | 2545000 | Rittal |  |  |  | 0.04 | x |  |  | 0.248 | 2021-05-01 | 2.55 | 1 | piece(s) | 4028177027497 | PCE |  |  |  | 83017000
2546000 | SZ | SZ Enclosure key, 8 mm triangular | SZ Enclosure key, 8 mm triangular | EC000175 | 2546000 | Rittal |  |  |  | 0.05 | x |  |  | 0.074 | 2021-05-01 | 2.55 | 1 | piece(s) | 4028177027510 | PCE |  |  |  | 83017000
2547000 | SZ | SZ Enclosure key, 7 mm square | SZ Enclosure key, 7 mm square | EC000175 | 2547000 | Rittal |  |  |  | 0.05 | x |  |  | 0.074 | 2021-05-01 | 2.55 | 1 | piece(s) | 4028177027534 | PCE |  |  |  | 83017000
2548000 | SZ | SZ Enclosure key, 8 mm square | SZ Enclosure key, 8 mm square | EC000175 | 2548000 | Rittal |  |  |  | 0.05 | x |  |  | 0.074 | 2021-05-01 | 2.55 | 1 | piece(s) | 4028177027558 | PCE |  |  |  | 83017000
2549000 | SZ | SZ Enclosure key, double bit No. 5, 8 mm triangular and square | SZ Enclosure key, double bit No. 5, 8 mm triangular and square | EC000175 | 2549000 | Rittal |  |  |  | 0.16 | x |  |  | 0.088 | 2021-05-01 | 6.89 | 1 | piece(s) | 4028177027572 | PCE |  |  |  | 83017000
2549500 | SZ | SZ Universal key, double bit No. 5, 8 mm triangular and square | SZ Universal key, double bit No. 5, 8 mm triangular and square, 7 mm triangular and square | EC000175 | 2549500 | Rittal |  |  |  | 0.08 | x |  |  | 0.12 | 2021-05-01 | 12.8 | 1 | piece(s) | 4028177526013 | PCE |  |  |  | 83017000
2549510 | HD | HD HD bit, for universal key | HD HD bit, for universal key | EC000175 | 2549510 | Rittal |  |  |  | 0.02 | x |  |  | 0.01 | 2021-05-01 | 2.25 | 1 | piece(s) | 4028177566033 | PCE |  |  |  | 83017000
2549600 | HD | HD enclosure key | HD HD enclosure key | EC000175 | 2549600 | Rittal |  |  |  | 0.04 | x |  |  | 0.094 | 2021-05-01 | 2.5 | 1 | piece(s) | 4028177566040 | PCE |  |  |  | 83017000
2559000 | SZ | SZ Assembly parts for system punchings, size: M8 | SZ Assembly parts for system punchings, size: M8 | EC002625 | 2559000 | Rittal |  |  |  | 0.28 | x |  |  | 0.016 | 2021-05-01 | 7.67 | 10 | piece(s) | 4028177027770 | PK |  |  |  | 73181900
2561200 | AX | SZ Plastic gland plates, for AX, for cable entry | SZ Plastic gland plates, for AX, for cable entry, modular, pre-punched, WD: 256x149 mm, for gland plates size 1 | EC000211 | 2561200 | Rittal | 256 | 0 | 149 | 0.25 | x |  |  | 0.78 | 2021-05-01 | 11.1 | 1 | piece(s) | 4028177938397 | PCE |  |  |  | 39269097
2561300 | SZ | SZ Plastic gland plates, for AX, with membranes | SZ Plastic gland plates, for AX, with membranes, WD: 256x149 mm, for gland plates size 1 | EC000211 | 2561300 | Rittal | 256 | 0 | 149 | 0.349 | x |  |  | 0.956 | 2021-05-01 | 15.8 | 1 | piece(s) | 4028177935693 | PCE |  |  |  | 39269097
2562200 | AX | SZ Plastic gland plates, for AX, for cable entry | SZ Plastic gland plates, for AX, for cable entry, modular, pre-punched, WD: 339x149 mm, for gland plates size 2 | EC000211 | 2562200 | Rittal | 339 | 0 | 149 | 0.332 | x |  |  | 0.867 | 2021-05-01 | 12.6 | 1 | piece(s) | 4028177938403 | PCE |  |  |  | 39269097
2562300 | SZ | SZ Plastic gland plates, for AX, with membranes | SZ Plastic gland plates, for AX, with membranes, WD: 339x149 mm, for gland plates size 2 | EC000211 | 2562300 | Rittal | 339 | 0 | 149 | 0.483 | x |  |  | 0.51 | 2021-05-01 | 18.4 | 1 | piece(s) | 4028177935716 | PCE |  |  |  | 39269097
2563200 | AX | SZ Plastic gland plates, for AX, for cable entry | SZ Plastic gland plates, for AX, for cable entry, modular, pre-punched, WD: 447x149 mm, for gland plates size 3 | EC000211 | 2563200 | Rittal | 447 | 0 | 149 | 0.507 | x |  |  | 1.564 | 2021-05-01 | 13.7 | 1 | piece(s) | 4028177938410 | PCE |  |  |  | 39269097
2563300 | SZ | SZ Plastic gland plates, for AX, with membranes | SZ Plastic gland plates, for AX, with membranes, WD: 447x149 mm, for gland plates size 3 | EC000211 | 2563300 | Rittal | 447 | 0 | 149 | 0.614 | x |  |  | 0.134 | 2021-05-01 | 23.1 | 1 | piece(s) | 4028177935754 | PCE |  |  |  | 39269097
2564000 | SZ | SZ Earth strap, connection: M8-M8, for cross-section 4 mm², L: 170 mm | SZ Earth strap, connection: M8-M8, for diameter 4 mm², L: 170 mm | EC000839 | 2564000 | Rittal |  |  |  | 0.06 | x |  |  | 0.014 | 2021-05-01 | 5.9 | 5 | piece(s) | 4028177027879 | PK |  |  |  | 85444290
2564200 | AX | SZ Plastic gland plates, for AX, for cable entry | SZ Plastic gland plates, for AX, for cable entry, modular, pre-punched, WD: 534x149 mm, for gland plates size 4 | EC000211 | 2564200 | Rittal | 534 | 0 | 149 | 0.573 | x |  |  | 1.938 | 2021-05-01 | 14.7 | 1 | piece(s) | 4028177938427 | PCE |  |  |  | 39269097
2564300 | SZ | SZ Plastic gland plates, for AX, with membranes | SZ Plastic gland plates, for AX, with membranes, WD: 534x149 mm, for gland plates size 4 | EC000211 | 2564300 | Rittal | 534 | 0 | 149 | 0.715 | x |  |  | 1.659 | 2021-05-01 | 25.2 | 1 | piece(s) | 4028177935723 | PCE |  |  |  | 39269097
2565000 | SZ | SZ Earth strap, connection: M8-M8, for cross-section 16 mm², L: 170 mm | SZ Earth strap, connection: M8-M8, for diameter 16 mm², L: 170 mm | EC000839 | 2565000 | Rittal |  |  |  | 0.175 | x |  |  | 0.029 | 2021-05-01 | 13.2 | 5 | piece(s) | 4028177027893 | PK |  |  |  | 85444290
2565050 | SZ | SZ Earth strap, L: 350 mm, Connection: M6-M6, cross-section 10 mm² | SZ Earth strap, L: 350 mm, Connection: M6-M6, cross-section 10 mm² | EC000839 | 2565050 | Rittal |  |  |  | 0.46 | x |  |  | 0 | 2021-05-01 | 13.8 | 5 | piece(s) | 4028177950177 | PK |  |  |  | 85444290
2565100 | SZ | SZ Earth strap, connection: M6-M6, for cross-section 10 mm², L: 200 mm | SZ Earth strap, connection: M6-M6, for diameter 10 mm², L: 200 mm | EC000839 | 2565100 | Rittal |  |  |  | 0.125 | x |  |  | 0.005 | 2021-05-01 | 13.8 | 5 | piece(s) | 4028177319325 | PK |  |  |  | 85444290
2565110 | SZ | SZ Earth strap, connection: M6-M8, for cross-section 10 mm², L: 300 mm | SZ Earth strap, connection: M6-M8, for diameter 10 mm², L: 300 mm | EC000839 | 2565110 | Rittal |  |  |  | 0.18 | x |  |  | 0.056 | 2021-05-01 | 13.9 | 5 | piece(s) | 4028177319332 | PK |  |  |  | 85444290
2565120 | SZ | SZ Earth strap, connection: M8-M8, for cross-section 10 mm², L: 300 mm | SZ Earth strap, connection: M8-M8, for diameter 10 mm², L: 300 mm | EC000839 | 2565120 | Rittal |  |  |  | 0.185 | x |  |  | 0.019 | 2021-05-01 | 14.1 | 5 | piece(s) | 4028177319349 | PK |  |  |  | 85444290
2565200 | AX | SZ Plastic gland plates, for AX, for cable entry | SZ Plastic gland plates, for AX, for cable entry, modular, pre-punched, WD: 301x221 mm, for gland plates size 5 | EC000211 | 2565200 | Rittal | 301 | 0 | 221 | 0.418 | x |  |  | 1.122 | 2021-05-01 | 14.2 | 1 | piece(s) | 4028177938434 | PCE |  |  |  | 39269097
2565300 | SZ | SZ Plastic gland plates, for AX, with membranes | SZ Plastic gland plates, for AX, with membranes, WD: 301x221 mm, for gland plates size 5 | EC000211 | 2565300 | Rittal | 301 | 0 | 221 | 0.562 | x |  |  | 1.32 | 2021-05-01 | 21 | 1 | piece(s) | 4028177935730 | PCE |  |  |  | 39269097
2565400 | SZ | SZ Metal gland plate, with rubber cable clamp strip, size 5 | SZ Metal gland plate, for AX, with rubber cable clamp strip, WD: 301x221 mm, for gland plates size 5 | EC000211 | 2565400 | Rittal | 301 | 0 | 221 | 1.41 | x |  |  | 3.209 | 2021-05-01 | 27.3 | 1 | piece(s) | 4028177944602 | PCE |  |  |  | 94039010
2566000 | SZ | SZ Earth strap, connection: M8-M8, for cross-section 25 mm², L: 170 mm | SZ Earth strap, connection: M8-M8, for diameter 25 mm², L: 170 mm | EC000839 | 2566000 | Rittal |  |  |  | 0.275 | x |  |  | 0.03 | 2021-05-01 | 16.8 | 5 | piece(s) | 4028177027916 | PK |  |  |  | 85444290
2566200 | AX | SZ Plastic gland plates, for AX, for cable entry | SZ Plastic gland plates, for AX, for cable entry, modular, pre-punched, WD: 401x221 mm, for gland plates size 6 | EC000211 | 2566200 | Rittal | 401 | 0 | 221 | 0.56 | x |  |  | 1.35 | 2021-05-01 | 15.8 | 1 | piece(s) | 4028177938441 | PCE |  |  |  | 39269097
2566300 | SZ | SZ Plastic gland plates, for AX, with membranes | SZ Plastic gland plates, for AX, with membranes, WD: 401x221 mm, for gland plates size 6 | EC000211 | 2566300 | Rittal | 401 | 0 | 221 | 0.742 | x |  |  | 2.64 | 2021-05-01 | 26.3 | 1 | piece(s) | 4028177935709 | PCE |  |  |  | 39269097
2566400 | SZ | SZ Metal gland plate, with rubber cable clamp strip, size 6 | SZ Metal gland plate, for AX, with rubber cable clamp strip, WD: 401x221 mm, for gland plates size 6 | EC000211 | 2566400 | Rittal | 401 | 0 | 221 | 1.87 | x |  |  | 4.244 | 2021-05-01 | 29.4 | 1 | piece(s) | 4028177944619 | PCE |  |  |  | 94039010
2567000 | SZ | SZ Earth strap, connection: M8-M8, for cross-section 4 mm², L: 300 mm | SZ Earth strap, connection: M8-M8, for diameter 4 mm², L: 300 mm | EC000839 | 2567000 | Rittal |  |  |  | 0.09 | x |  |  | 0.038 | 2021-05-01 | 6.62 | 5 | piece(s) | 4028177027930 | PK |  |  |  | 85444290
2567200 | AX | SZ Plastic gland plates, for AX, for cable entry | SZ Plastic gland plates, for AX, for cable entry, modular, pre-punched, WD: 436x221 mm, for gland plates size 7 | EC000211 | 2567200 | Rittal | 436 | 0 | 221 | 0.601 | x |  |  | 1.436 | 2021-05-01 | 17.9 | 1 | piece(s) | 4028177938458 | PCE |  |  |  | 39269097
2567300 | SZ | SZ Plastic gland plates, for AX, with membranes | SZ Plastic gland plates, for AX, with membranes, WD: 436x221 mm, for gland plates size 7 | EC000211 | 2567300 | Rittal | 436 | 0 | 221 | 0.816 | x |  |  | 2.871 | 2021-05-01 | 27.3 | 1 | piece(s) | 4028177935747 | PCE |  |  |  | 39269097
2567400 | SZ | SZ Metal gland plate, with rubber cable clamp strip, size 7 | SZ Metal gland plate, for AX, with rubber cable clamp strip, WD: 436x221 mm, for gland plates size 7 | EC000211 | 2567400 | Rittal | 436 | 0 | 221 | 2.03 | x |  |  | 4.606 | 2021-05-01 | 36.8 | 1 | piece(s) | 4028177944718 | PCE |  |  |  | 94039010
2568000 | SZ | SZ Earth strap, connection: M8-M8, for cross-section 16 mm², L: 300 mm | SZ Earth strap, connection: M8-M8, for diameter 16 mm², L: 300 mm | EC000839 | 2568000 | Rittal |  |  |  | 0.295 | x |  |  | 0.039 | 2021-05-01 | 16.8 | 5 | piece(s) | 4028177027954 | PK |  |  |  | 85444290
2569000 | SZ | SZ Earth strap, connection: M8-M8, for cross-section 25 mm², L: 300 mm | SZ Earth strap, connection: M8-M8, for diameter 25 mm², L: 300 mm | EC000839 | 2569000 | Rittal |  |  |  | 0.46 | x |  |  | 0.066 | 2021-05-01 | 22.3 | 5 | piece(s) | 4028177027978 | PK |  |  |  | 85444290
2570000 | SZ | SZ Assembly parts for system punchings, size: M6 | SZ Assembly parts for system punchings, size: M6 | EC002625 | 2570000 | Rittal |  |  |  | 0.13 | x |  |  | 0.014 | 2021-05-01 | 6.62 | 10 | piece(s) | 4028177027992 | PK |  |  |  | 73182900
2570500 | SZ | Earthing plate | SZ Earthing plate | EC002623 | 2570500 | Rittal |  |  |  | 0.04 | x |  |  | 0.054 | 2021-05-01 | 10.34 | 1 | piece(s) | 4028177388253 | PCE |  |  |  | 73269098
2571000 | SZ | SZ Lock cylinder, version B, with lock cylinder insert, Lock no. 3524 E | SZ Lock cylinder, version B, with lock cylinder insert, Lock no. 3524 E | EC000743 | 2571000 | Rittal |  |  |  | 0.04 | x |  |  | 0.033 | 2021-05-01 | 5.9 | 1 | piece(s) | 4028177028012 | PCE |  |  |  | 83016000
2571100 | AX | SZ Metal gland plate, for AX, with metric knockouts | SZ Metal gland plate, for AX, with metric knockouts, WD: 256x149 mm, for gland plates size 1 | EC000211 | 2571100 | Rittal | 256 | 0 | 149 | 0.6 | x |  |  | 0.077 | 2021-05-01 | 11.6 | 1 | piece(s) | 4028177925304 | PCE |  |  |  | 73269098
2572000 | SZ | SZ T handle, version B, without lock cylinder insert | SZ T handle, version B, without lock cylinder insert | EC000327 | 2572000 | Rittal | 0 | 0 | 0 | 0.1 | x |  |  | 0.075 | 2021-05-01 | 10.5 | 1 | piece(s) | 4028177028210 | PCE |  |  |  | 83024110
2572100 | AX | SZ Metal gland plate, for AX, with metric knockouts | SZ Metal gland plate, for AX, with metric knockouts, WD: 339x149 mm, for gland plates size 2 | EC000211 | 2572100 | Rittal | 339 | 0 | 149 | 0.8 | x |  |  | 0.102 | 2021-05-01 | 12.1 | 1 | piece(s) | 4028177925236 | PCE |  |  |  | 73269098
2573000 | SZ | SZ Self-adhesive foam cable clamp strip, L: 3000 mm | SZ Self-adhesive foam cable clamp strip, L: 3000 mm | EC002625 | 2573000 | Rittal | 0 | 0 |  | 0.12 | x |  |  | 3.216 | 2021-05-01 | 13 | 1 | piece(s) | 4028177028234 | PCE |  |  |  | 39191019
2573100 | AX | SZ Metal gland plate, for AX, with metric knockouts | SZ Metal gland plate, for AX, with metric knockouts, WD: 447x149 mm, for gland plates size 3 | EC000211 | 2573100 | Rittal | 447 | 0 | 149 | 1.07 | x |  |  | 0.133 | 2021-05-01 | 12.4 | 1 | piece(s) | 4028177925205 | PCE |  |  |  | 73269098
2574100 | AX | SZ Metal gland plate, for AX, with metric knockouts | SZ Metal gland plate, for AX, with metric knockouts, WD: 534x149 mm, for gland plates size 4 | EC000211 | 2574100 | Rittal | 534 | 0 | 149 | 1.28 | x |  |  | 0.241 | 2021-05-01 | 12.6 | 1 | piece(s) | 4028177925212 | PCE |  |  |  | 73269098
2575000 | SZ | SZ T handle, version B, with lock cylinder insert, Lock no. 3524 E | SZ T handle, version B, with lock cylinder insert, Lock no. 3524 E | EC000327 | 2575000 | Rittal | 0 | 0 | 0 | 0.08 | x |  |  | 0.105 | 2021-05-01 | 19.5 | 1 | piece(s) | 4028177028272 | PCE |  |  |  | 83024110
2575100 | AX | SZ Metal gland plate, for AX, with metric knockouts | SZ Metal gland plate, for AX, with metric knockouts, WD: 301x221 mm, for gland plates size 5 | EC000211 | 2575100 | Rittal | 301 | 0 | 221 | 1.07 | x |  |  | 0.2 | 2021-05-01 | 12.4 | 1 | piece(s) | 4028177925106 | PCE |  |  |  | 73269098
2576000 | SZ | SZ Plastic handle, version B, with lock cylinder insert, Lock no. 3524 E | SZ Plastic handle, version B, with lock cylinder insert, Lock no. 3524 E | EC000327 | 2576000 | Rittal | 0 | 0 | 0 | 0.06 | x |  |  | 0.147 | 2021-05-01 | 10.5 | 1 | piece(s) | 4028177028364 | PCE |  |  |  | 39269097
2576100 | AX | SZ Metal gland plate, for AX, with metric knockouts | SZ Metal gland plate, for AX, with metric knockouts, WD: 401x221 mm, for gland plates size 6 | EC000211 | 2576100 | Rittal | 401 | 0 | 221 | 1.41 | x |  |  | 0.268 | 2021-05-01 | 12.6 | 1 | piece(s) | 4028177925281 | PCE |  |  |  | 73269098
2577100 | AX | SZ Metal gland plate, for AX, with metric knockouts | SZ Metal gland plate, for AX, with metric knockouts, WD: 436x221 mm, for gland plates size 7 | EC000211 | 2577100 | Rittal | 436 | 0 | 221 | 1.54 | x |  |  | 0.292 | 2021-05-01 | 12.6 | 1 | piece(s) | 4028177925267 | PCE |  |  |  | 73269098
2580000 | AX | SZ Seal inserts, for cable entry, modular | SZ Seal inserts, for cable entry, modular, small, solid | EC000441 | 2580000 | Rittal | 0 | 0 | 0 | 0.07 | x |  |  | 0.007 | 2021-05-01 | 9.97 | 10 | piece(s) | 4028177939615 | PK |  |  |  | 40082900
2580003 | AX | SZ Seal inserts, for cable entry, modular | SZ Seal inserts, for cable entry, modular, small, for cable diameter 3 mm | EC000441 | 2580003 | Rittal | 0 | 0 | 0 | 0.08 | x |  |  | 0.007 | 2021-05-01 | 9.97 | 10 | piece(s) | 4028177939622 | PK |  |  |  | 40082900
2580004 | AX | SZ Seal inserts, for cable entry, modular | SZ Seal inserts, for cable entry, modular, small, for cable diameter 4 mm | EC000441 | 2580004 | Rittal | 0 | 0 | 0 | 0.08 | x |  |  | 0.007 | 2021-05-01 | 9.97 | 10 | piece(s) | 4028177939639 | PK |  |  |  | 40082900
2580005 | AX | SZ Seal inserts, for cable entry, modular | SZ Seal inserts, for cable entry, modular, small, for cable diameter 5 mm | EC000441 | 2580005 | Rittal | 0 | 0 | 0 | 0.07 | x |  |  | 0.007 | 2021-05-01 | 9.97 | 10 | piece(s) | 4028177939646 | PK |  |  |  | 40082900
2580006 | AX | SZ Seal inserts, for cable entry, modular | SZ Seal inserts, for cable entry, modular, small, for cable diameter 6 mm | EC000441 | 2580006 | Rittal | 0 | 0 | 0 | 0.07 | x |  |  | 0.007 | 2021-05-01 | 9.97 | 10 | piece(s) | 4028177939653 | PK |  |  |  | 40082900
2580007 | AX | SZ Seal inserts, for cable entry, modular | SZ Seal inserts, for cable entry, modular, small, for cable diameter 7 mm | EC000441 | 2580007 | Rittal | 0 | 0 | 0 | 0.07 | x |  |  | 0.008 | 2021-05-01 | 9.97 | 10 | piece(s) | 4028177939660 | PK |  |  |  | 40082900
2580008 | AX | SZ Seal inserts, for cable entry, modular | SZ Seal inserts, for cable entry, modular, small, for cable diameter 8 mm | EC000441 | 2580008 | Rittal | 0 | 0 | 0 | 0.06 | x |  |  | 0.008 | 2021-05-01 | 9.97 | 10 | piece(s) | 4028177939677 | PK |  |  |  | 40082900
2580009 | AX | SZ Seal inserts, for cable entry, modular | SZ Seal inserts, for cable entry, modular, small, for cable diameter 9 mm | EC000441 | 2580009 | Rittal | 0 | 0 | 0 | 0.06 | x |  |  | 0.007 | 2021-05-01 | 9.97 | 10 | piece(s) | 4028177939684 | PK |  |  |  | 40082900
2580010 | AX | SZ Seal inserts, for cable entry, modular | SZ Seal inserts, for cable entry, modular, small, for cable diameter 10 mm | EC000441 | 2580010 | Rittal | 0 | 0 | 0 | 0.06 | x |  |  | 0.007 | 2021-05-01 | 9.97 | 10 | piece(s) | 4028177939691 | PK |  |  |  | 40082900
2580011 | AX | SZ Seal inserts, for cable entry, modular | SZ Seal inserts, for cable entry, modular, small, for cable diameter 11 mm | EC000441 | 2580011 | Rittal | 0 | 0 | 0 | 0.06 | x |  |  | 0.007 | 2021-05-01 | 9.97 | 10 | piece(s) | 4028177939707 | PK |  |  |  | 40082900
2580012 | AX | SZ Seal inserts, for cable entry, modular | SZ Seal inserts, for cable entry, modular, small, for cable diameter 12 mm | EC000441 | 2580012 | Rittal | 0 | 0 | 0 | 0.06 | x |  |  | 0.007 | 2021-05-01 | 9.97 | 10 | piece(s) | 4028177939714 | PK |  |  |  | 40082900
2580013 | AX | SZ Seal inserts, for cable entry, modular | SZ Seal inserts, for cable entry, modular, small, for cable diameter 13 mm | EC000441 | 2580013 | Rittal | 0 | 0 | 0 | 0.12 | x |  |  | 0.007 | 2021-05-01 | 9.97 | 10 | piece(s) | 4028177939721 | PK |  |  |  | 40082900
2580014 | AX | SZ Seal inserts, for cable entry, modular | SZ Seal inserts, for cable entry, modular, small, for cable diameter 14 mm | EC000441 | 2580014 | Rittal | 0 | 0 | 0 | 0.05 | x |  |  | 0.007 | 2021-05-01 | 9.97 | 10 | piece(s) | 4028177939738 | PK |  |  |  | 40082900
2580100 | AX | SZ Seal inserts, for cable entry, modular | SZ Seal inserts, for cable entry, modular, large, solid | EC000441 | 2580100 | Rittal | 0 | 0 | 0 | 0.175 | x |  |  | 0.033 | 2021-05-01 | 9.97 | 5 | piece(s) | 4028177939745 | PK |  |  |  | 40082900
2580115 | AX | SZ Seal inserts, for cable entry, modular | SZ Seal inserts, for cable entry, modular, large, for cable diameter 15 mm | EC000441 | 2580115 | Rittal | 0 | 0 | 0 | 0.155 | x |  |  | 0.033 | 2021-05-01 | 9.97 | 5 | piece(s) | 4028177939752 | PK |  |  |  | 40082900
2580116 | AX | SZ Seal inserts, for cable entry, modular | SZ Seal inserts, for cable entry, modular, large, for cable diameter 16 mm | EC000441 | 2580116 | Rittal | 0 | 0 | 0 | 0.155 | x |  |  | 0.035 | 2021-05-01 | 9.97 | 5 | piece(s) | 4028177939769 | PK |  |  |  | 40082900
2580117 | AX | SZ Seal inserts, for cable entry, modular | SZ Seal inserts, for cable entry, modular, large, for cable diameter 17 mm | EC000441 | 2580117 | Rittal | 0 | 0 | 0 | 0.15 | x |  |  | 0.035 | 2021-05-01 | 9.97 | 5 | piece(s) | 4028177939776 | PK |  |  |  | 40082900
2580118 | AX | SZ Seal inserts, for cable entry, modular | SZ Seal inserts, for cable entry, modular, large, for cable diameter 18 mm | EC000441 | 2580118 | Rittal | 0 | 0 | 0 | 0.15 | x |  |  | 0.035 | 2021-05-01 | 9.97 | 5 | piece(s) | 4028177939783 | PK |  |  |  | 40082900
2580119 | AX | SZ Seal inserts, for cable entry, modular | SZ Seal inserts, for cable entry, modular, large, for cable diameter 19 mm | EC000441 | 2580119 | Rittal | 0 | 0 | 0 | 0.145 | x |  |  | 0.035 | 2021-05-01 | 9.97 | 5 | piece(s) | 4028177939790 | PK |  |  |  | 40082900
2580120 | AX | SZ Seal inserts, for cable entry, modular | SZ Seal inserts, for cable entry, modular, large, for cable diameter 20 mm | EC000441 | 2580120 | Rittal | 0 | 0 | 0 | 0.145 | x |  |  | 0.035 | 2021-05-01 | 9.97 | 5 | piece(s) | 4028177939806 | PK |  |  |  | 40082900
2580121 | AX | SZ Seal inserts, for cable entry, modular | SZ Seal inserts, for cable entry, modular, large, for cable diameter 21 mm | EC000441 | 2580121 | Rittal | 0 | 0 | 0 | 0.14 | x |  |  | 0.035 | 2021-05-01 | 9.97 | 5 | piece(s) | 4028177939813 | PK |  |  |  | 40082900
2580122 | AX | SZ Seal inserts, for cable entry, modular | SZ Seal inserts, for cable entry, modular, large, for cable diameter 22 mm | EC000441 | 2580122 | Rittal | 0 | 0 | 0 | 0.14 | x |  |  | 0.035 | 2021-05-01 | 9.97 | 5 | piece(s) | 4028177939820 | PK |  |  |  | 40082900
2580123 | AX | SZ Seal inserts, for cable entry, modular | SZ Seal inserts, for cable entry, modular, large, for cable diameter 23 mm | EC000441 | 2580123 | Rittal | 0 | 0 | 0 | 0.13 | x |  |  | 0.032 | 2021-05-01 | 9.97 | 5 | piece(s) | 4028177939837 | PK |  |  |  | 40082900
2580124 | AX | SZ Seal inserts, for cable entry, modular | SZ Seal inserts, for cable entry, modular, large, for cable diameter 24 mm | EC000441 | 2580124 | Rittal | 0 | 0 | 0 | 0.13 | x |  |  | 0.032 | 2021-05-01 | 9.97 | 5 | piece(s) | 4028177939844 | PK |  |  |  | 40082900
2580125 | AX | SZ Seal inserts, for cable entry, modular | SZ Seal inserts, for cable entry, modular, large, for cable diameter 25 mm | EC000441 | 2580125 | Rittal | 0 | 0 | 0 | 0.125 | x |  |  | 0.034 | 2021-05-01 | 9.97 | 5 | piece(s) | 4028177939851 | PK |  |  |  | 40082900
2582100 | AX | SZ Inlay, for cable entry, modular | SZ Inlay, for cable entry, modular, design: 1 slot | EC000211 | 2582100 | Rittal |  |  |  | 0.015 | x |  |  | 0.004 | 2021-05-01 | 7.87 | 5 | piece(s) | 4028177939868 | PK |  |  |  | 40091200
2582200 | AX | SZ Inlay, for cable entry, modular | SZ Inlay, for cable entry, modular, design: 2 slots | EC000211 | 2582200 | Rittal |  |  |  | 0.02 | x |  |  | 0.018 | 2021-05-01 | 7.87 | 5 | piece(s) | 4028177939875 | PK |  |  |  | 40091200
2582400 | AX | SZ Inlay, for cable entry, modular | SZ Inlay, for cable entry, modular, design: 4 slots | EC000211 | 2582400 | Rittal |  |  |  | 0.03 | x |  |  | 0.046 | 2021-05-01 | 9.45 | 5 | piece(s) | 4028177939882 | PK |  |  |  | 40091200
2582600 | AX | SZ Inlay, for cable entry, modular | SZ Inlay, for cable entry, modular, design: 6 slots | EC000211 | 2582600 | Rittal |  |  |  | 0.5 | x |  |  | 0.046 | 2021-05-01 | 9.45 | 5 | piece(s) | 4028177939899 | PK |  |  |  | 40091200
2583010 | SZ | SZ Wall angle,, | SZ Wall angle | EC002625 | 2583010 | Rittal |  |  |  | 0.364 | x |  |  | 0.107 | 2021-05-01 | 13.9 | 4 | piece(s) | 4028177663527 | PK |  |  |  | 83024900
2583080 | AX | SZ Sealing frame, for cable entry, modular | SZ Sealing frame, for cable entry, modular, for 8 seal inserts or, for connector cut-outs, 16-pole | EC000441 | 2583080 | Rittal | 91 | 0 | 46 | 0.12 | x |  |  | 0.736 | 2021-05-01 | 11.6 | 1 | piece(s) | 4028177939905 | PCE |  |  |  | 73269098
2583100 | AX | SZ Sealing frame, for cable entry, modular | SZ Sealing frame, for cable entry, modular, for 10 seal inserts or, for connector cut-outs, 24-pole | EC000441 | 2583100 | Rittal | 113.5 | 0 | 46 | 0.14 | x |  |  | 0.982 | 2021-05-01 | 12.6 | 1 | piece(s) | 4028177939912 | PCE |  |  |  | 73269098
2583120 | AX | SZ Locking clip for seal inserts, for cable entry, modular | SZ Locking clip for seal inserts, for cable entry, modular | EC000441 | 2583120 | Rittal | 0 | 0 | 0 | 0.03 | x |  |  | 0.006 | 2021-05-01 | 8.92 | 10 | piece(s) | 4028177939929 | PK |  |  |  | 73269098
2584100 | AX | AX Pole clamp,, | AX Pole clamp | EC002625 | 2584100 | Rittal |  |  |  | 1.92 | x |  |  | 1.658 | 2021-05-01 | 47.7 | 2 | piece(s) | 4028177940598 | PK |  |  |  | 83024900
2589000 | SZ | SZ Cable conduit, Ø 29 mm, L: 25 m | SZ Cable conduit, ø 29 mm, L: 25 m | EC000322 | 2589000 | Rittal |  |  |  | 2.96 | x |  |  | 53.025 | 2021-05-01 | 46.5 | 1 | piece(s) | 4028177028845 | PCE |  |  |  | 39269097
2590000 | SZ | SZ Cable conduit, Ø 48 mm, L: 25 m | SZ Cable conduit, ø 48 mm, L: 25 m | EC000322 | 2590000 | Rittal |  |  |  | 5.26 | x |  |  | 119.791 | 2021-05-01 | 81.8 | 1 | piece(s) | 4028177028869 | PCE |  |  |  | 39269097
2591000 | SZ | SZ Cable conduit holder, for cable conduit Ø 29 mm | SZ Cable conduit holder, for cable conduit ø 29 mm | EC000322 | 2591000 | Rittal |  |  |  | 0.6 | x |  |  | 0.126 | 2021-05-01 | 34.8 | 20 | piece(s) | 4028177028883 | PK |  |  |  | 39269097
2592000 | SZ | SZ Cable conduit holder, for cable conduit Ø 48 mm | SZ Cable conduit holder, for cable conduit ø 48 mm | EC000322 | 2592000 | Rittal |  |  |  | 1.3 | x |  |  | 0.396 | 2021-05-01 | 48.2 | 20 | piece(s) | 4028177028906 | PK |  |  |  | 39269097
2593000 | SZ | SZ Cable conduit holder, for cable conduit Ø 16 mm | SZ Cable conduit holder, for cable conduit ø 16 mm | EC000322 | 2593000 | Rittal |  |  |  | 0.46 | x |  |  | 0.083 | 2021-05-01 | 24.9 | 20 | piece(s) | 4028177028920 | PK |  |  |  | 39269097
2594000 | SZ | SZ Cable conduit holder, for cable conduit Ø 36 mm | SZ Cable conduit holder, for cable conduit ø 36 mm | EC000322 | 2594000 | Rittal |  |  |  | 1.24 | x |  |  | 0.339 | 2021-05-01 | 39.4 | 20 | piece(s) | 4028177028944 | PK |  |  |  | 39269097
2595000 | SZ | SZ Cable conduit, Ø 16 mm, L: 25 m | SZ Cable conduit, ø 16 mm, L: 25 m | EC000322 | 2595000 | Rittal |  |  |  | 1.51 | x |  |  | 23.273 | 2021-05-01 | 33.5 | 1 | piece(s) | 4028177028968 | PCE |  |  |  | 39269097
2596000 | SZ | SZ Cable conduit, Ø 36 mm, L: 25 m | SZ Cable conduit, ø 36 mm, L: 25 m | EC000322 | 2596000 | Rittal |  |  |  | 3.8 | x |  |  | 84.456 | 2021-05-01 | 66.6 | 1 | piece(s) | 4028177028982 | PCE |  |  |  | 39269097
2597000 | SZ | SZ Cable ties, L: 150 mm | SZ Cable ties, L: 150 mm | EC000046 | 2597000 | Rittal |  |  |  | 0.1 | x |  |  | 0.004 | 2021-05-01 | 10.9 | 100 | piece(s) | 4028177029002 | PK |  |  |  | 39269097
2683600 | TP | TP One-piece console, WHD1: 600x960x400/T2: 480 mm, Stainless steel 1.4301 | TP One-piece console, WHD1: 600x960x400/T2: 480 mm, Stainless steel 1.4301 | EC000784 | 2683600 | Rittal | 600 | 960 | 0 | 52 | 530 x 780 | 530 | 780 | 323.3 | 2021-05-01 | 1143 | 1 | piece(s) | 4028177031319 | PCE |  |  |  | 94032080
2684600 | TP | TP One-piece console, WHD1: 800x960x400/T2: 480 mm, Stainless steel 1.4301 | TP One-piece console, WHD1: 800x960x400/T2: 480 mm, Stainless steel 1.4301 | EC000784 | 2684600 | Rittal | 800 | 960 | 0 | 65.2 | 730 x 780 | 730 | 780 | 433.593 | 2021-05-01 | 1223 | 1 | piece(s) | 4028177031357 | PCE |  |  |  | 94032080
2685600 | TP | TP One-piece console, WHD1: 1000x960x400/T2: 480 mm, Stainless steel 1.4301 | TP One-piece console, WHD1: 1000x960x400/T2: 480 mm, Stainless steel 1.4301 | EC000784 | 2685600 | Rittal | 1000 | 960 | 0 | 79.5 | 930 x 780 | 930 | 780 | 535.3 | 2021-05-01 | 1529 | 1 | piece(s) | 4028177031395 | PCE |  |  |  | 94032080
2686600 | TP | TP One-piece console, WHD1: 1200x960x400/T2: 480 mm, Stainless steel 1.4301 | TP One-piece console, WHD1: 1200x960x400/T2: 480 mm, Stainless steel 1.4301 | EC000784 | 2686600 | Rittal | 1200 | 960 | 0 | 90.3 | 1130 x 780 | 1130 | 780 | 641.3 | 2021-05-01 | 1605 | 1 | piece(s) | 4028177031432 | PCE |  |  |  | 94032080
2694500 | TP | TP Universal console, WHD: 600x1300x500 mm, Sheet steel, with short front door | TP Universal console, WHD: 600x1300x500 mm, Sheet steel, with short front door | EC000784 | 2694500 | Rittal | 600 | 1300 | 0 | 77 | 499 x 1196 | 499 | 1196 | 461.12 | 2021-05-01 | 572 | 1 | piece(s) | 4028177031487 | PCE |  |  |  | 94032080
2695500 | TP | TP Universal console, WHD: 600x1300x500 mm, Sheet steel, with tall front door | TP Universal console, WHD: 600x1300x500 mm, Sheet steel, with tall front door | EC000784 | 2695500 | Rittal | 600 | 1300 | 0 | 80 | 499 x 1196 | 499 | 1196 | 450.938 | 2021-05-01 | 595 | 1 | piece(s) | 4028177031548 | PCE |  |  |  | 94032080
2696500 | TP | TP Desk section for universal console, WHD: 600x200x350 mm, Sheet steel | TP Desk section for universal console, WHD: 600x200x350 mm, Sheet steel | EC000784 | 2696500 | Rittal | 0 | 200 | 0 | 10.6 | x |  |  | 46.351 | 2021-05-01 | 143.8 | 1 | piece(s) | 4028177031586 | PCE |  |  |  | 94039010
2730010 | AX | FT Viewing window, WHD: 597x377x36 mm, for AX enclosures instead of the door | FT Viewing window, WHD: 597x377x36 mm, for AX enclosures instead of the door and surfaces | EC000747 | 2730010 | Rittal | 597 | 377 | 36 | 2.72 | x |  |  | 14.694 | 2021-05-01 | 117.1 | 1 | piece(s) | 4028177938465 | PCE |  |  |  | 76101000
2731010 | AX | FT Viewing window, WHD: 597x597x36 mm, for AX enclosures instead of the door | FT Viewing window, WHD: 597x597x36 mm, for AX enclosures instead of the door and surfaces | EC000747 | 2731010 | Rittal | 597 | 597 | 36 | 3.44 | x |  |  | 17.02 | 2021-05-01 | 129.6 | 1 | piece(s) | 4028177938472 | PCE |  |  |  | 76101000
2732010 | AX | FT Viewing window, WHD: 597x757x36 mm, for AX enclosures instead of the door | FT Viewing window, WHD: 597x757x36 mm, for AX enclosures instead of the door and surfaces | EC000747 | 2732010 | Rittal | 597 | 757 | 36 | 4.04 | x |  |  | 26.428 | 2021-05-01 | 146.1 | 1 | piece(s) | 4028177938489 | PCE |  |  |  | 76101000
2733010 | AX | FT Viewing window, WHD: 497x497x36 mm, for AX enclosures instead of the door | FT Viewing window, WHD: 497x497x36 mm, for AX enclosures instead of the door and surfaces | EC000747 | 2733010 | Rittal | 497 | 497 | 36 | 2.84 | x |  |  | 14.872 | 2021-05-01 | 123.7 | 1 | piece(s) | 4028177938496 | PCE |  |  |  | 76101000
2735250 | FT | FT System window, for TS, SE, 30 section, WHD: 700x670x47 mm, for W: 800 mm | FT System window, for TS, SE, 30 section, WHD: 700x670x47 mm, for W: 800 mm | EC002527 | 2735250 | Rittal | 700 | 670 | 47 | 7.25 | x |  |  | 29.601 | 2021-05-01 | 159.4 | 1 | piece(s) | 4028177476370 | PCE |  |  |  | 76101000
2735500 | FT | FT System window, for TS, SE, 30 section, WHD: 500x270x47 mm, for W: 600 mm | FT System window, for TS, SE, 30 section, WHD: 500x270x47 mm, for W: 600 mm | EC002527 | 2735500 | Rittal | 500 | 270 | 47 | 3.3 | x |  |  | 8.961 | 2021-05-01 | 109.4 | 1 | piece(s) | 4028177476288 | PCE |  |  |  | 76101000
2735510 | FT | FT System window, for TS, SE, 30 section, WHD: 500x370x47 mm, for W: 600 mm | FT System window, for TS, SE, 30 section, WHD: 500x370x47 mm, for W: 600 mm | EC002527 | 2735510 | Rittal | 500 | 370 | 47 | 4.8 | x |  |  | 12.012 | 2021-05-01 | 113 | 1 | piece(s) | 4028177476295 | PCE |  |  |  | 76101000
2735520 | FT | FT System window, for TS, SE, 30 section, WHD: 500x470x47 mm, for W: 600 mm | FT System window, for TS, SE, 30 section, WHD: 500x470x47 mm, for W: 600 mm | EC002527 | 2735520 | Rittal | 500 | 470 | 47 | 4.5 | x |  |  | 14.987 | 2021-05-01 | 116.8 | 1 | piece(s) | 4028177476301 | PCE |  |  |  | 76101000
2735530 | FT | FT System window, for TS, SE, 30 section, WHD: 500x570x47 mm, for W: 600 mm | FT System window, for TS, SE, 30 section, WHD: 500x570x47 mm, for W: 600 mm | EC002527 | 2735530 | Rittal | 500 | 570 | 47 | 5.15 | x |  |  | 18.096 | 2021-05-01 | 124.1 | 1 | piece(s) | 4028177476318 | PCE |  |  |  | 76101000
2735540 | FT | FT System window, for TS, SE, 30 section, WHD: 500x670x47 mm, for W: 600 mm | FT System window, for TS, SE, 30 section, WHD: 500x670x47 mm, for W: 600 mm | EC002527 | 2735540 | Rittal | 500 | 670 | 47 | 5.8 | x |  |  | 21.012 | 2021-05-01 | 136.2 | 1 | piece(s) | 4028177476325 | PCE |  |  |  | 76101000
2735560 | FT | FT System window, for TS, SE, 30 section, WHD: 700x270x47 mm, for W: 800 mm | FT System window, for TS, SE, 30 section, WHD: 700x270x47 mm, for W: 800 mm | EC002527 | 2735560 | Rittal | 700 | 270 | 47 | 4.1 | x |  |  | 11.928 | 2021-05-01 | 121.6 | 1 | piece(s) | 4028177476332 | PCE |  |  |  | 76101000
2735570 | FT | FT System window, for TS, SE, 30 section, WHD: 700x370x47 mm, for W: 800 mm | FT System window, for TS, SE, 30 section, WHD: 700x370x47 mm, for W: 800 mm | EC002527 | 2735570 | Rittal | 700 | 370 | 47 | 4.95 | x |  |  | 19.135 | 2021-05-01 | 126.6 | 1 | piece(s) | 4028177476349 | PCE |  |  |  | 76101000
2735580 | FT | FT System window, for TS, SE, 30 section, WHD: 700x470x47 mm, for W: 800 mm | FT System window, for TS, SE, 30 section, WHD: 700x470x47 mm, for W: 800 mm | EC002527 | 2735580 | Rittal | 700 | 470 | 47 | 5.75 | x |  |  | 20.807 | 2021-05-01 | 136.2 | 1 | piece(s) | 4028177476356 | PCE |  |  |  | 76101000
2735590 | FT | FT System window, for TS, SE, 30 section, WHD: 700x570x47 mm, for W: 800 mm | FT System window, for TS, SE, 30 section, WHD: 700x570x47 mm, for W: 800 mm | EC002527 | 2735590 | Rittal | 700 | 570 | 47 | 6.55 | x |  |  | 25.134 | 2021-05-01 | 148.4 | 1 | piece(s) | 4028177476363 | PCE |  |  |  | 76101000
2736500 | FT | FT System window, for TS, SE, 60 section, WHD: 700x670x77 mm, for W: 800 mm | FT System window, for TS, SE, 60 section, WHD: 700x670x77 mm, for W: 800 mm | EC002527 | 2736500 | Rittal | 700 | 670 | 77 | 8.65 | x |  |  | 49.335 | 2021-05-01 | 178.8 | 1 | piece(s) | 4028177476479 | PCE |  |  |  | 76101000
2736510 | FT | FT System window, for TS, SE, 60 section, WHD: 500x370x77 mm, for W: 600 mm | FT System window, for TS, SE, 60 section, WHD: 500x370x77 mm, for W: 600 mm | EC002527 | 2736510 | Rittal | 500 | 370 | 77 | 4.8 | x |  |  | 18.018 | 2021-05-01 | 125.2 | 1 | piece(s) | 4028177476417 | PCE |  |  |  | 76101000
2736520 | FT | FT System window, for TS, SE, 60 section, WHD: 500x470x77 mm, for W: 600 mm | FT System window, for TS, SE, 60 section, WHD: 500x470x77 mm, for W: 600 mm | EC002527 | 2736520 | Rittal | 500 | 470 | 77 | 5.55 | x |  |  | 22.932 | 2021-05-01 | 130.3 | 1 | piece(s) | 4028177476424 | PCE |  |  |  | 76101000
2736530 | FT | FT System window, for TS, SE, 60 section, WHD: 500x570x77 mm, for W: 600 mm | FT System window, for TS, SE, 60 section, WHD: 500x570x77 mm, for W: 600 mm | EC002527 | 2736530 | Rittal | 500 | 570 | 77 | 6.1 | x |  |  | 29.426 | 2021-05-01 | 139.9 | 1 | piece(s) | 4028177476431 | PCE |  |  |  | 76101000
2736540 | FT | FT System window, for TS, SE, 60 section, WHD: 500x670x77 mm, for W: 600 mm | FT System window, for TS, SE, 60 section, WHD: 500x670x77 mm, for W: 600 mm | EC002527 | 2736540 | Rittal | 500 | 670 | 77 | 6.85 | x |  |  | 31.75 | 2021-05-01 | 153.1 | 1 | piece(s) | 4028177476448 | PCE |  |  |  | 76101000
2740010 | AX | FT Operating panel, WHD: 197x297x36 mm, for AE enclosures instead of the door | FT Operating panel, WHD: 197x297x36 mm, for AE enclosures instead of the door and surfaces | EC000747 | 2740010 | Rittal | 197 | 297 | 36 | 1.42 | x |  |  | 3.255 | 2021-05-01 | 69.1 | 1 | piece(s) | 4028177938502 | PCE |  |  |  | 76169990
2741010 | AX | FT Operating panel, WHD: 377x297x36 mm, for AE enclosures instead of the door | FT Operating panel, WHD: 377x297x36 mm, for AE enclosures instead of the door and surfaces | EC000747 | 2741010 | Rittal | 377 | 297 | 36 | 2.18 | x |  |  | 7.68 | 2021-05-01 | 75.8 | 1 | piece(s) | 4028177938519 | PCE |  |  |  | 76169990
2742010 | AX | FT Operating panel, WHD: 377x377x36 mm, for AE enclosures instead of the door | FT Operating panel, WHD: 377x377x36 mm, for AE enclosures instead of the door and surfaces | EC000747 | 2742010 | Rittal | 377 | 377 | 36 | 2.54 | x |  |  | 8.8 | 2021-05-01 | 79.7 | 1 | piece(s) | 4028177938526 | PCE |  |  |  | 76169990
2743010 | AX | FT Operating panel, WHD: 377x597x36 mm, for AE enclosures instead of the door | FT Operating panel, WHD: 377x597x36 mm, for AE enclosures instead of the door and surfaces | EC000747 | 2743010 | Rittal | 377 | 597 | 36 | 3.44 | x |  |  | 14.625 | 2021-05-01 | 91 | 1 | piece(s) | 4028177938533 | PCE |  |  |  | 76169990
2744010 | AX | FT Operating panel, WHD: 597x377x36 mm, for AE enclosures instead of the door | FT Operating panel, WHD: 597x377x36 mm, for AE enclosures instead of the door and surfaces | EC000747 | 2744010 | Rittal | 597 | 377 | 36 | 3.33 | x |  |  | 12.146 | 2021-05-01 | 91 | 1 | piece(s) | 4028177938540 | PCE |  |  |  | 76169990
2745010 | AX | FT Operating panel, WHD: 497x497x36 mm, for AE enclosures instead of the door | FT Operating panel, WHD: 497x497x36 mm, for AE enclosures instead of the door and surfaces | EC000747 | 2745010 | Rittal | 497 | 497 | 36 | 3.54 | x |  |  | 11.705 | 2021-05-01 | 95.5 | 1 | piece(s) | 4028177938557 | PCE |  |  |  | 76169990
2746010 | AX | FT Operating panel, WHD: 597x597x36 mm , for AE enclosures instead of the door | FT Operating panel, WHD: 597x597x36 mm , for AE enclosures instead of the door and surfaces | EC000747 | 2746010 | Rittal | 597 | 597 | 36 | 4.72 | x |  |  | 22.694 | 2021-05-01 | 107.7 | 1 | piece(s) | 4028177938564 | PCE |  |  |  | 76169990
2749100 | AX | FT Cam lock, for operating panel, for AX | FT Cam lock, for operating panel, for AX | EC000743 | 2749100 | Rittal |  |  |  | 0.169 | x |  |  | 0.165 | 2021-05-01 | 6.26 | 1 | piece(s) | 4028177940758 | PCE |  |  |  | 83015000
2760010 | AX | FT Viewing window, WHD: 597x377x62 mm, for AX enclosures instead of the door | FT Viewing window, WHD: 597x377x62 mm, for AX enclosures instead of the door and surfaces | EC000747 | 2760010 | Rittal | 597 | 377 | 62 | 3.3 | x |  |  | 19.2 | 2021-05-01 | 127.9 | 1 | piece(s) | 4028177938571 | PCE |  |  |  | 76101000
2761010 | AX | FT Viewing window, WHD: 597x597x62 mm, for AX enclosures instead of the door | FT Viewing window, WHD: 597x597x62 mm, for AX enclosures instead of the door and surfaces | EC000747 | 2761010 | Rittal | 597 | 597 | 62 | 4.18 | x |  |  | 25.2 | 2021-05-01 | 153.3 | 1 | piece(s) | 4028177938588 | PCE |  |  |  | 76101000
2762010 | AX | FT Viewing window, WHD: 597x757x62 mm, for AX enclosures instead of the door | FT Viewing window, WHD: 597x757x62 mm, for AX enclosures instead of the door and surfaces | EC000747 | 2762010 | Rittal | 597 | 757 | 62 | 4.68 | x |  |  | 23.333 | 2021-05-01 | 146.1 | 1 | piece(s) | 4028177938595 | PCE |  |  |  | 76101000
2763010 | AX | FT Viewing window, WHD: 497x497x62 mm, for AX enclosures instead of the door | FT Viewing window, WHD: 497x497x62 mm, for AX enclosures instead of the door and surfaces | EC000747 | 2763010 | Rittal | 497 | 497 | 62 | 3.46 | x |  |  | 21.218 | 2021-05-01 | 142.4 | 1 | piece(s) | 4028177938601 | PCE |  |  |  | 76101000
2780000 | FT | FT Acrylic glazed cover, 482.6 mm (19"), WHD: 320x158x47,5 mm | FT Acrylic glazed cover, 482.6 mm (19"), WHD: 320x158x47,5 mm | EC002527 | 2780000 | Rittal | 320 | 158 | 47.5 | 1.08 | x |  |  | 3.931 | 2021-05-01 | 72.6 | 1 | piece(s) | 4028177032217 | PCE |  |  |  | 76101000
2781000 | FT | FT Acrylic glazed cover, 482.6 mm (19"), WHD: 534x158x47,5 mm | FT Acrylic glazed cover, 482.6 mm (19"), WHD: 534x158x47,5 mm | EC002527 | 2781000 | Rittal | 534 | 158 | 47.5 | 1.42 | x |  |  | 6.019 | 2021-05-01 | 84.5 | 1 | piece(s) | 4028177032231 | PCE |  |  |  | 76101000
2782000 | FT | FT Acrylic glazed cover, 482.6 mm (19"), WHD: 534x291,5x47,5 mm | FT Acrylic glazed cover, 482.6 mm (19"), WHD: 534x291,5x47,5 mm | EC002527 | 2782000 | Rittal | 534 | 291.5 | 47.5 | 2.04 | x |  |  | 12.093 | 2021-05-01 | 101.9 | 1 | piece(s) | 4028177032255 | PCE |  |  |  | 76101000
2784000 | FT | FT Acrylic glazed cover, 482.6 mm (19"), WHD: 400x200x47,5 mm | FT Acrylic glazed cover, 482.6 mm (19"), WHD: 400x200x47,5 mm | EC002527 | 2784000 | Rittal | 400 | 200 | 47.5 | 1.4 | x |  |  | 6.385 | 2021-05-01 | 84.1 | 1 | piece(s) | 4028177032279 | PCE |  |  |  | 76101000
2785000 | FT | FT Acrylic glazed cover, 482.6 mm (19"), WHD: 400x400x47,5 mm | FT Acrylic glazed cover, 482.6 mm (19"), WHD: 400x400x47,5 mm | EC002527 | 2785000 | Rittal | 400 | 400 | 47.5 | 2.2 | x |  |  | 12.526 | 2021-05-01 | 104.1 | 1 | piece(s) | 4028177032293 | PCE |  |  |  | 76101000
2786000 | FT | FT Acrylic glazed cover, 482.6 mm (19"), WHD: 500x200x47,5 mm | FT Acrylic glazed cover, 482.6 mm (19"), WHD: 500x200x47,5 mm | EC002527 | 2786000 | Rittal | 500 | 200 | 47.5 | 1.6 | x |  |  | 7.595 | 2021-05-01 | 90.3 | 1 | piece(s) | 4028177032316 | PCE |  |  |  | 76101000
2787000 | FT | FT Acrylic glazed cover, 482.6 mm (19"), WHD: 500x400x47,5 mm | FT Acrylic glazed cover, 482.6 mm (19"), WHD: 500x400x47,5 mm | EC002527 | 2787000 | Rittal | 500 | 400 | 47.5 | 2.4 | x |  |  | 15.191 | 2021-05-01 | 108.4 | 1 | piece(s) | 4028177032330 | PCE |  |  |  | 76101000
2788000 | FT | FT Acrylic glazed cover, 482.6 mm (19"), WHD: 600x200x47,5 mm | FT Acrylic glazed cover, 482.6 mm (19"), WHD: 600x200x47,5 mm | EC002527 | 2788000 | Rittal | 600 | 200 | 47.5 | 1.8 | x |  |  | 9.146 | 2021-05-01 | 94.4 | 1 | piece(s) | 4028177032354 | PCE |  |  |  | 76101000
2789000 | FT | FT Acrylic glazed cover, 482.6 mm (19"), WHD: 600x400x47,5 mm | FT Acrylic glazed cover, 482.6 mm (19"), WHD: 600x400x47,5 mm | EC002527 | 2789000 | Rittal | 600 | 400 | 47.5 | 2.6 | x |  |  | 19.229 | 2021-05-01 | 118.3 | 1 | piece(s) | 4028177032378 | PCE |  |  |  | 76101000
2793560 | FT | FT Viewing window, WHD: 522x600x38 mm, Stainless steel 1.4301 | FT Viewing window, WHD: 522x600x38 mm, Stainless steel 1.4301 | EC000747 | 2793560 | Rittal | 522 | 600 | 38 | 6.5 | x |  |  | 25.83 | 2021-05-01 | 287 | 1 | piece(s) | 4028177149656 | PCE |  |  |  | 76101000
2796000 | FT | FT Acrylic glazed cover, 482.6 mm (19"), WHD: 534x425x47,5 mm | FT Acrylic glazed cover, 482.6 mm (19"), WHD: 534x425x47,5 mm | EC002527 | 2796000 | Rittal | 534 | 425 | 47.5 | 2.7 | x |  |  | 15.869 | 2021-05-01 | 110 | 1 | piece(s) | 4028177032453 | PCE |  |  |  | 76101000
2807200 | PS | PS Base/plinth, complete, for TP universal console | PS Base/plinth, complete, for TP universal console, for WD: 600x500 mm, H: 100 mm, Sheet steel | EC000721 | 2807200 | Rittal |  | 100 | 450 | 6.76 | x |  |  | 7.755 | 2021-05-01 | 43.7 | 1 | piece(s) | 4028177032651 | PCE |  |  |  | 94039010
2817000 | SO | SO Base mounting plate, for plinth, Sheet steel | SO Base mounting plate, for base/plinth, sheet steel | EC002625 | 2817000 | Rittal |  |  |  | 4.98 | x |  |  | 0 | 2021-05-01 | 33.4 | 10 | piece(s) | 4028177032835 | PK |  |  |  | 83024900
2819000 | SZ | SZ Fastening bolts for TS base/plinth, plinth, complete and plinth, stationary | SZ Fastening bolts for TS base/plinth, base/plinth, complete and base/plinth, stationary | EC002625 | 2819000 | Rittal |  |  |  | 2.05 | x |  |  | 0.067 | 2021-05-01 | 24.2 | 10 | piece(s) | 4028177032873 | PK |  |  |  | 83024900
2819200 | SZ | SZ Fastening bolts for TS base/plinth, plinth, complete and plinth, stationary | SZ Fastening bolts for TS base/plinth, , plinth, complete and plinth, stationary | EC002625 | 2819200 | Rittal |  |  |  | 4.37 | x |  |  | 0.106 | 2021-05-01 | 45.9 | 10 | piece(s) | 4028177319622 | PK |  |  |  | 83024900
2820061 | AX | AX Base/plinth corner pieces with trim panels, front and rear, H: 100 mm | AX Base/plinth corner pieces with base/plinth trim panels, front and rear, H: 100 mm, for W: 600 mm | EC000721 | 2820061 | Rittal |  | 100 |  | 2.2 | x |  |  | 4.991 | 2021-05-01 | 26.9 | 2 | piece(s) | 4028177942608 | PK |  |  |  | 94039010
2820062 | AX | AX Base/plinth corner pieces with trim panels, front and rear, H: 200 mm | AX Base/plinth corner pieces with base/plinth trim panels, front and rear, H: 200 mm, for W: 600 mm | EC000721 | 2820062 | Rittal |  | 200 |  | 3.99 | x |  |  | 10.232 | 2021-05-01 | 44.1 | 2 | piece(s) | 4028177942585 | PK |  |  |  | 94039010
2820081 | AX | AX Base/plinth corner pieces with trim panels, front and rear, H: 100 mm | AX Base/plinth corner pieces with base/plinth trim panels, front and rear, H: 100 mm, for W: 800 mm | EC000721 | 2820081 | Rittal |  | 100 |  | 2.59 | x |  |  | 27.2 | 2021-05-01 | 27.7 | 2 | piece(s) | 4028177942615 | PK |  |  |  | 94039010
2820082 | AX | AX Base/plinth corner pieces with trim panels, front and rear, H: 200 mm | AX Base/plinth corner pieces with base/plinth trim panels, front and rear, H: 200 mm, for W: 800 mm | EC000721 | 2820082 | Rittal |  | 200 |  | 3.85 | x |  |  | 13.615 | 2021-05-01 | 52.8 | 2 | piece(s) | 4028177942639 | PK |  |  |  | 94039010
2820101 | AX | AX Base/plinth corner pieces with trim panels, front and rear, H: 100 mm | AX Base/plinth corner pieces with base/plinth trim panels, front and rear, H: 100 mm, for W: 1000 mm | EC000721 | 2820101 | Rittal |  | 100 |  | 2.99 | x |  |  | 9.35 | 2021-05-01 | 35.6 | 2 | piece(s) | 4028177942561 | PK |  |  |  | 94039010
2820102 | AX | AX Base/plinth corner pieces with trim panels, front and rear, H: 200 mm | AX Base/plinth corner pieces with base/plinth trim panels, front and rear, H: 200 mm, for W: 1000 mm | EC000721 | 2820102 | Rittal |  | 200 |  | 4.95 | x |  |  | 17.082 | 2021-05-01 | 67.4 | 2 | piece(s) | 4028177942592 | PK |  |  |  | 94039010
2820121 | AX | AX Base/plinth corner pieces with trim panels, front and rear, H: 100 mm | AX Base/plinth corner pieces with base/plinth trim panels, front and rear, H: 100 mm, for W: 1200 mm | EC000721 | 2820121 | Rittal |  | 100 |  | 3.33 | x |  |  | 0 | 2021-05-01 | 36.5 | 2 | piece(s) | 4028177942578 | PK |  |  |  | 94039010
2820122 | AX | AX Base/plinth corner pieces with trim panels, front and rear, H: 200 mm | AX Base/plinth corner pieces with base/plinth trim panels, front and rear, H: 200 mm, for W: 1200 mm | EC000721 | 2820122 | Rittal |  | 200 |  | 5.79 | x |  |  | 19.305 | 2021-05-01 | 74.4 | 2 | piece(s) | 4028177942622 | PK |  |  |  | 94039010
2820310 | AX | AX Base/plinth trim panels, sides, H: 100 mm | AX Base/plinth trim panels, sides, H: 100 mm, for D: 300 mm | EC000721 | 2820310 | Rittal |  | 100 |  | 0.33 | x |  |  | 0.495 | 2021-05-01 | 13 | 2 | piece(s) | 4028177942554 | PK |  |  |  | 94039010
2820320 | AX | AX Base/plinth trim panels, sides, H: 200 mm | AX Base/plinth trim panels, sides, H: 200 mm, for D: 300 mm | EC000721 | 2820320 | Rittal |  | 200 |  | 0.56 | x |  |  | 0 | 2021-05-01 | 18.3 | 2 | piece(s) | 4028177942646 | PK |  |  |  | 94039010
2820410 | AX | AX Base/plinth trim panels, sides, H: 100 mm | AX Base/plinth trim panels, sides, H: 100 mm, for D: 400 mm | EC000721 | 2820410 | Rittal |  | 100 |  | 0.53 | x |  |  | 0.77 | 2021-05-01 | 14.2 | 2 | piece(s) | 4028177942530 | PK |  |  |  | 94039010
2820420 | AX | AX Base/plinth trim panels, sides, H: 200 mm | AX Base/plinth trim panels, sides, H: 200 mm, for D: 400 mm | EC000721 | 2820420 | Rittal |  | 200 |  | 0.91 | x |  |  | 1.54 | 2021-05-01 | 19.7 | 2 | piece(s) | 4028177942547 | PK |  |  |  | 94039010
2843160 | SZ | SZ EMC cable glands, metric, size: M16 | SZ EMC cable glands, metric, size: M16 | EC000441 | 2843160 | Rittal |  |  |  | 0.155 | x |  |  | 0.062 | 2021-05-01 | 20.3 | 5 | piece(s) | 4028177232808 | PK |  |  |  | 74199990
2843200 | SZ | SZ EMC cable glands, metric, size: M20 | SZ EMC cable glands, metric, size: M20 | EC000441 | 2843200 | Rittal |  |  |  | 0.195 | x |  |  | 0.062 | 2021-05-01 | 24.2 | 5 | piece(s) | 4028177247031 | PK |  |  |  | 74199990
2843250 | SZ | SZ EMC cable glands, metric, size: M25 | SZ EMC cable glands, metric, size: M25 | EC000441 | 2843250 | Rittal |  |  |  | 0.3 | x |  |  | 0.094 | 2021-05-01 | 28.5 | 5 | piece(s) | 4028177233669 | PK |  |  |  | 73181900
2843320 | SZ | SZ EMC cable glands, metric, size: M32 | SZ EMC cable glands, metric, size: M32 | EC000441 | 2843320 | Rittal |  |  |  | 0.1 | x |  |  | 0.072 | 2021-05-01 | 8.69 | 1 | piece(s) | 4028177233676 | PCE |  |  |  | 74199990
2843400 | SZ | SZ EMC cable glands, metric, size: M40 | SZ EMC cable glands, metric, size: M40 | EC000441 | 2843400 | Rittal |  |  |  | 0.18 | x |  |  | 0.124 | 2021-05-01 | 12.8 | 1 | piece(s) | 4028177247055 | PCE |  |  |  | 73181900
2843500 | SZ | SZ EMC cable glands, metric, size: M50 | SZ EMC cable glands, metric, size: M50 | EC000441 | 2843500 | Rittal |  |  |  | 0.34 | x |  |  | 0.42 | 2021-05-01 | 21 | 1 | piece(s) | 4028177247062 | PCE |  |  |  | 74199990
2843630 | SZ | SZ EMC cable glands, metric, size: M63 | SZ EMC cable glands, metric, size: M63 | EC000441 | 2843630 | Rittal |  |  |  | 0.521 | x |  |  | 0.473 | 2021-05-01 | 32 | 1 | piece(s) | 4028177247086 | PCE |  |  |  | 74199990
2859000 | SO | SO Levelling foot, for TS, SE, PC, H: 85 - 115 mm, Stainless steel 1.4301 | SO Levelling foot, for TS, SE, PC, H: 85 - 115 mm, Stainless steel 1.4301 | EC000721 | 2859000 | Rittal |  | 0 |  | 3.6 | x |  |  | 3.24 | 2021-05-01 | 94.3 | 4 | piece(s) | 4028177033535 | PK |  |  |  | 73181900
2865000 | TP | TP Base/plinth, complete, for one-piece console, WHD: 600x100x400 mm | TP Base/plinth, complete, for one-piece console, WHD: 600x100x400 mm, Stainless steel 1.4301 | EC000721 | 2865000 | Rittal |  | 100 | 0 | 6.38 | x |  |  | 13.085 | 2021-05-01 | 150.7 | 1 | piece(s) | 4028177033610 | PCE |  |  |  | 94039010
2867000 | TP | TP Base/plinth, complete, for one-piece console, WHD: 1000x100x400 mm | TP Base/plinth, complete, for one-piece console, WHD: 1000x100x400 mm, Stainless steel 1.4301 | EC000721 | 2867000 | Rittal |  | 100 | 0 | 9.24 | x |  |  | 20.948 | 2021-05-01 | 178.1 | 1 | piece(s) | 4028177033658 | PCE |  |  |  | 94039010
2869000 | TP | TP Base/plinth, complete, for one-piece console, WHD: 800x100x400 | TP Base/plinth, complete, for one-piece console, WHD: 800x100x400, Stainless steel 1.4301 | EC000721 | 2869000 | Rittal |  | 100 | 0 | 7.36 | x |  |  | 18.582 | 2021-05-01 | 174.2 | 1 | piece(s) | 4028177033696 | PCE |  |  |  | 94039010
2870000 | TP | TP Base/plinth, complete, for one-piece console, WHD: 1200x100x400 mm | TP Base/plinth, complete, for one-piece console, WHD: 1200x100x400 mm, Stainless steel 1.4301 | EC000721 | 2870000 | Rittal |  | 100 | 0 | 9.52 | x |  |  | 26.64 | 2021-05-01 | 191.1 | 1 | piece(s) | 4028177033719 | PCE |  |  |  | 94039010
2899200 | SZ | SZ Stepped collar, for wall thickness from 1,5 bis 4,5 mm, for hole M20 | SZ Stepped collar, for wall thickness from 1,5 bis 4,5 mm, for hole M20, Sealing range: 5-16 mm | EC000879 | 2899200 | Rittal |  |  |  | 0.3 | x |  |  | 0.013 | 2021-05-01 | 11.3 | 100 | piece(s) | 4028177389601 | PK |  |  |  | 39269097
2899250 | SZ | SZ Stepped collar, for wall thickness from 1,5 bis 4,5 mm, for hole M25 | SZ Stepped collar, for wall thickness from 1,5 bis 4,5 mm, for hole M25, Sealing range: 5-21 mm | EC000879 | 2899250 | Rittal |  |  |  | 0.15 | x |  |  | 0.024 | 2021-05-01 | 9.01 | 50 | piece(s) | 4028177389618 | PK |  |  |  | 39269097
2899320 | SZ | SZ Stepped collar, for wall thickness from 1,5 bis 4,5 mm, for hole M32 | SZ Stepped collar, for wall thickness from 1,5 bis 4,5 mm, for hole M32, Sealing range: 13-26.5 mm | EC000879 | 2899320 | Rittal |  |  |  | 0.15 | x |  |  | 0.035 | 2021-05-01 | 7.24 | 25 | piece(s) | 4028177389625 | PK |  |  |  | 39269097
2899400 | SZ | SZ Stepped collar, for wall thickness from 1,5 bis 4,5 mm, for hole M20 | SZ Stepped collar, for wall thickness from 1,5 bis 4,5 mm, for hole M20, Sealing range: 13-34 mm | EC000879 | 2899400 | Rittal |  |  |  | 0.16 | x |  |  | 0.067 | 2021-05-01 | 11.9 | 20 | piece(s) | 4028177389632 | PK |  |  |  | 39269097
3031000 | SV | SV Base isolator, H: 40 mm, thread M10 | SV Base isolator, H: 40 mm, thread M10 | EC002357 | 3031000 | Rittal |  | 40 |  | 0.552 | x |  |  | 0.057 | 2021-05-01 | 26.3 | 6 | piece(s) | 4028177035270 | PK |  |  |  | 85469010
3032000 | SV | SV Base isolator, H: 50 mm, thread M10 | SV Base isolator, H: 50 mm, thread M10 | EC002357 | 3032000 | Rittal |  | 50 |  | 1.098 | x |  |  | 0.17 | 2021-05-01 | 32 | 6 | piece(s) | 4028177035287 | PK |  |  |  | 85469010
3052000 | SV | SV Busbar support, 3-pole, 185 mm bar centre distance | SV Busbar support, 3-pole, 185 mm bar centre distance, for busbar WH: 50-80x10 mm | EC001166 | 3052000 | Rittal | 24 | 515 | 51 | 1.338 | x |  |  | 0.756 | 2021-05-01 | 28.7 | 2 | piece(s) | 4028177035751 | PK |  |  |  | 85469010
3055000 | SV | SV Busbar support, 3-pole, 150 mm bar centre distance, for busbar WH: 80x10 mm | SV Busbar support, 3-pole, 150 mm bar centre distance, for busbar WH: 80x10 mm | EC001166 | 3055000 | Rittal | 30 | 420 | 160 | 4.54 | x |  |  | 5.609 | 2021-05-01 | 92 | 2 | piece(s) | 4028177035782 | PK |  |  |  | 85469010
3056000 | SV | SV Spacing element, for busbar support, SV 3055000/3057000 | SV Spacing element, for busbar support, SV 3055000/3057000 | EC001900 | 3056000 | Rittal |  |  |  | 0.216 | x |  |  | 0.02 | 2021-05-01 | 8.12 | 12 | piece(s) | 4028177035805 | PK |  |  |  | 39269097
3057000 | SV | SV Busbar support, 3-pole, 150 mm bar centre distance, for busbar WH: 100x10 mm | SV Busbar support, 3-pole, 150 mm bar centre distance, for busbar WH: 100x10 mm | EC001166 | 3057000 | Rittal | 30 | 420 | 170 | 4.696 | x |  |  | 5.418 | 2021-05-01 | 92 | 2 | piece(s) | 4028177035812 | PK |  |  |  | 85469010
3071000 | SV | SV Micro-switch, for NH fuse-switch disconnector size 000/00, | SV Micro-switch, for NH fuse-switch disconnector size 000/00, NH slimline fuse-switch disconnector, size 1-3 | EC001900 | 3071000 | Rittal |  |  |  | 0.02 | x |  |  | 0.013 | 2021-05-01 | 12.7 | 5 | piece(s) | 4028177036055 | PK |  |  |  | 85369095
3073000 | SV | SV Busbar support, 3-pole, 100 mm bar centre distance | SV Busbar support, 3-pole, 100 mm bar centre distance, for busbar WH: 30-60x10 mm | EC001166 | 3073000 | Rittal | 22 | 320 | 70 | 1.82 | x |  |  | 1.242 | 2021-05-01 | 76.9 | 4 | piece(s) | 4028177036079 | PK |  |  |  | 85469010
3074000 | SV | SV Insert, for busbar support, SV 3073000 (E-Cu 30x10 mm), | SV Insert, for busbar support, SV 3073000 (E-Cu 30x10 mm), SV 3052000 (E-Cu 50x10 mm) | EC001166 | 3074000 | Rittal |  |  |  | 0.072 | x |  |  | 0.005 | 2021-05-01 | 10.21 | 24 | piece(s) | 4028177036093 | PK |  |  |  | 39269097
3075000 | SV | SV Insert, for busbar support, SV 3073000 (E-Cu 40x10 mm), | SV Insert, for busbar support, SV 3073000 (E-Cu 40x10 mm), SV 3052000 (E-Cu 60x10 mm) | EC001166 | 3075000 | Rittal |  |  |  | 0.072 | x |  |  | 0.008 | 2021-05-01 | 8.59 | 24 | piece(s) | 4028177036109 | PK |  |  |  | 39269097
3076000 | SV | SV Insert, for busbar support, SV 3073000 (E-Cu 50x10 mm) | SV Insert, for busbar support, SV 3073000 (E-Cu 50x10 mm) | EC001166 | 3076000 | Rittal |  |  |  | 0.048 | x |  |  | 0.002 | 2021-05-01 | 6.97 | 24 | piece(s) | 4028177036116 | PK |  |  |  | 39269097
3079000 | SV | SV Universal support, for laminated copper bar, WH: 20x5-63x10 mm | SV Universal support, for laminated copper bar, WH: 20x5-63x10 mm | EC001166 | 3079000 | Rittal |  |  |  | 0.348 | x |  |  | 0.255 | 2021-05-01 | 7.33 | 3 | piece(s) | 4028177036154 | PK |  |  |  | 85469010
3079010 | SV | SV Universal support, for laminated copper bar, WH: 40x5-100x10 mm | SV Universal support, for laminated copper bar, WH: 40x5-100x10 mm | EC001166 | 3079010 | Rittal |  |  |  | 0.651 | x |  |  | 2.805 | 2021-05-01 | 12.3 | 1 | piece(s) | 4028177388826 | PCE |  |  |  | 85469010
3083000 | SV | SV End cover, for busbar support, SV 3073000 | SV End cover, for busbar support, SV 3073000 | EC000775 | 3083000 | Rittal |  |  |  | 0.52 | x |  |  | 0.215 | 2021-05-01 | 19.9 | 10 | piece(s) | 4028177036208 | PK |  |  |  | 85472000
3085000 | SV | SV Busbar cover section, for demension WH: 40-60x10 mm, L: 1000 mm/section | SV Busbar cover section, for demension WH: 40-60x10 mm, L: 1000 mm/section | EC000775 | 3085000 | Rittal |  |  |  | 6.12 | x |  |  | 0 | 2021-05-01 | 142.3 | 10 | piece(s) | 4028177036239 | PK |  |  |  | 85472000
3086000 | SV | SV System cover, WD: 50x80 mm, H: 230-325 mm | SV System cover, WD: 50x80 mm, H: 230-325 mm | EC000775 | 3086000 | Rittal | 50 |  | 80 | 1.016 | x |  |  | 0.893 | 2021-05-01 | 35.3 | 4 | piece(s) | 4028177036253 | PK |  |  |  | 85472000
3087000 | SV | SV System cover, WD: 100x80 mm, H: 230-325 mm | SV System cover, WD: 100x80 mm, H: 230-325 mm | EC000775 | 3087000 | Rittal | 100 |  | 80 | 1.384 | x |  |  | 1.646 | 2021-05-01 | 45.3 | 4 | piece(s) | 4028177036277 | PK |  |  |  | 85472000
3088000 | SV | SV System cover, WD: 200x80 mm, H: 230-325 mm | SV System cover, WD: 200x80 mm, H: 230-325 mm | EC000775 | 3088000 | Rittal | 200 |  | 80 | 2.04 | x |  |  | 3.341 | 2021-05-01 | 54.5 | 4 | piece(s) | 4028177036291 | PK |  |  |  | 85472000
3090000 | SV | SV System cover, WD: 100x110 mm, H: 230-325 mm | SV System cover, WD: 100x110 mm, H: 230-325 mm | EC000775 | 3090000 | Rittal | 100 |  | 110 | 1.792 | x |  |  | 2.602 | 2021-05-01 | 49.9 | 4 | piece(s) | 4028177036345 | PK |  |  |  | 85472000
3091000 | SV | SV System cover, WD: 200x110 mm, H: 230-325 mm | SV System cover, WD: 200x110 mm, H: 230-325 mm | EC000775 | 3091000 | Rittal | 200 |  | 110 | 2.596 | x |  |  | 4.984 | 2021-05-01 | 60.9 | 4 | piece(s) | 4028177036369 | PK |  |  |  | 85472000
3092000 | SV | SV Busbar cover section, for demension WH: 12x5-30x10 mm, L: 1000 mm/section | SV Busbar cover section, for demension WH: 12x5-30x10 mm, L: 1000 mm/section | EC000775 | 3092000 | Rittal |  |  |  | 4.4 | x |  |  | 0 | 2021-05-01 | 108.5 | 10 | piece(s) | 4028177036383 | PK |  |  |  | 85472000
3093010 | SV | SV Cover, side, for bus-mounting fuse base, SV 3418010 | SV Cover, side, for bus-mounting fuse base, SV 3418010 | EC000775 | 3093010 | Rittal | 0 |  |  | 0.17 | x |  |  | 0.341 | 2021-05-01 | 7.11 | 10 | piece(s) | 4028177675032 | PK |  |  |  | 39269097
3093020 | SV | SV Cover, side, for bus-mounting fuse base, SV 3427010/3433010 | SV Cover, side, for bus-mounting fuse base, SV 3427010/3433010 | EC000775 | 3093020 | Rittal | 0 |  |  | 0.19 | x |  |  | 0.066 | 2021-05-01 | 7.7 | 10 | piece(s) | 4028177675049 | PK |  |  |  | 39269097
3105310 | SK | SK Enclosure heater, 8-10 W, 110-240 V, 1~, 50/60 Hz, WHD: 45x120x46 mm | SK enclosure heater, without fan, 8-10 W, 110-240 V, 1~, 50/60 Hz, WHD: 45 x 120 x 46 mm | EC000737 | 3105310 | Rittal | 45 | 120 | 46 | 0.212 | x |  |  | 0.803 | 2021-05-01 | 30.6 | 1 | piece(s) | 4028177638617 | PCE |  |  |  | 85162999
3105320 | SK | SK Enclosure heater, 18-20 W, 110-240 V, 1~, 50/60 Hz, WHD: 45x120x46 mm | SK enclosure heater, without fan, 18-20 W, 110-240 V, 1~, 50/60 Hz, WHD: 45 x 120 x 46 mm | EC000737 | 3105320 | Rittal | 45 | 120 | 46 | 0.22 | x |  |  | 0.756 | 2021-05-01 | 32.8 | 1 | piece(s) | 4028177638624 | PCE |  |  |  | 85162999
3105330 | SK | SK Enclosure heater, 23-30 W, 110-240 V, 1~, 50/60 Hz, WHD: 64x155x56 mm | SK enclosure heater, without fan, 23-30 W, 110-240 V, 1~, 50/60 Hz, WHD: 64 x 155 x 56 mm | EC000737 | 3105330 | Rittal | 64 | 155 | 56 | 0.381 | x |  |  | 1.184 | 2021-05-01 | 41.8 | 1 | piece(s) | 4028177638631 | PCE |  |  |  | 85162999
3105340 | SK | SK Enclosure heater, 49-50 W, 110-240 V, 1~, 50/60 Hz, WHD: 64x155x56 mm | SK enclosure heater, without fan, 49-50 W, 110-240 V, 1~, 50/60 Hz, WHD: 64 x 155 x 56 mm | EC000737 | 3105340 | Rittal | 64 | 155 | 56 | 0.395 | x |  |  | 1.071 | 2021-05-01 | 50.5 | 1 | piece(s) | 4028177638648 | PCE |  |  |  | 85162999
3105350 | SK | SK Enclosure heater, 63-75 W, 110-240 V, 1~, 50/60 Hz, WHD: 64x230x56 mm | SK enclosure heater, without fan, 63-75 W, 110-240 V, 1~, 50/60 Hz, WHD: 64 x 230 x 56 mm | EC000737 | 3105350 | Rittal | 64 | 230 | 56 | 0.6 | x |  |  | 2.091 | 2021-05-01 | 61.4 | 1 | piece(s) | 4028177638655 | PCE |  |  |  | 85162999
3105360 | SK | SK Enclosure heater, 86-100 W, 110-240 V, 1~, 50/60 Hz, WHD: 90x165x75 mm | SK enclosure heater, without fan, 86-100 W, 110-240 V, 1~, 50/60 Hz, WHD: 90 x 165 x 75 mm | EC000737 | 3105360 | Rittal | 90 | 165 | 75 | 0.82 | x |  |  | 1.625 | 2021-05-01 | 72.7 | 1 | piece(s) | 4028177638662 | PCE |  |  |  | 85162999
3105370 | SK | SK Enclosure heater, 130-150 W, 110-240 V, 1~, 50/60 Hz, WHD: 90x180x75 mm | SK enclosure heater, without fan, 130-150 W, 110-240 V, 1~, 50/60 Hz, WHD: 90 x 180 x 75 mm | EC000737 | 3105370 | Rittal | 90 | 180 | 75 | 0.9 | x |  |  | 1.625 | 2021-05-01 | 84.1 | 1 | piece(s) | 4028177638679 | PCE |  |  |  | 85162999
3105380 | SK | SK Enclosure heater, 250/265 W, 230 V, 1~, 50/60 Hz, WHD: 103x200x103 mm | SK enclosure heater, with fan, 250/265 W, 230 V, 1~, 50/60 Hz, WHD: 103 x 200 x 103 mm | EC000737 | 3105380 | Rittal | 103 | 200 | 103 | 1.22 | x |  |  | 8.649 | 2021-05-01 | 123.9 | 1 | piece(s) | 4028177662865 | PCE |  |  |  | 85162999
3105390 | SK | SK Enclosure heater, 400/415 W, 230 V, 1~, 50/60 Hz, WHD: 103x200x103 mm | SK enclosure heater, with fan, 400/415 W, 230 V, 1~, 50/60 Hz, WHD: 103 x 200 x 103 mm | EC000737 | 3105390 | Rittal | 103 | 200 | 103 | 1.22 | x |  |  | 8.649 | 2021-05-01 | 132.2 | 1 | piece(s) | 4028177662872 | PCE |  |  |  | 85162999
3105400 | SK | SK Enclosure heater, 800/870 W, 230 V, 1~, 50/60 Hz, WHD: 103x200x103 mm | SK enclosure heater, with fan, 800/870 W, 230 V, 1~, 50/60 Hz, WHD: 103 x 200 x 103 mm | EC000737 | 3105400 | Rittal | 103 | 200 | 103 | 1.22 | x |  |  | 8.649 | 2021-05-01 | 150.1 | 1 | piece(s) | 4028177662889 | PCE |  |  |  | 85162999
3105410 | SK | SK Enclosure heater, 235/250 W, 115 V, 1~, 50/60 Hz, WHD: 103x200x103 mm | SK enclosure heater, with fan, 235/250 W, 115 V, 1~, 50/60 Hz, WHD: 103 x 200 x 103 mm | EC000737 | 3105410 | Rittal | 103 | 200 | 103 | 1.222 | x |  |  | 8.649 | 2021-05-01 | 123.9 | 1 | piece(s) | 4028177662896 | PCE |  |  |  | 85162999
3105420 | SK | SK Enclosure heater, 355/400 W, 115 V, 1~, 50/60 Hz, WHD: 103x200x103 mm | SK enclosure heater, with fan, 355/400 W, 115 V, 1~, 50/60 Hz, WHD: 103 x 200 x 103 mm | EC000737 | 3105420 | Rittal | 103 | 200 | 103 | 1.222 | x |  |  | 8.649 | 2021-05-01 | 132.2 | 1 | piece(s) | 4028177662902 | PCE |  |  |  | 85162999
3105430 | SK | SK Enclosure heater, 710/800 W, 115 V, 1~, 50/60 Hz, WHD: 103x200x103 mm | SK enclosure heater, with fan, 710/800 W, 115 V, 1~, 50/60 Hz, WHD: 103 x 200 x 103 mm | EC000737 | 3105430 | Rittal | 103 | 200 | 103 | 1.234 | x |  |  | 8.649 | 2021-05-01 | 150.1 | 1 | piece(s) | 4028177662919 | PCE |  |  |  | 85162999
3108024 | SK | SK Enclosure internal fan, 160 m³/h, 24 V (DC) | SK enclosure internal fan, 3.5 W, 24 V (DC) | EC000320 | 3108024 | Rittal |  |  |  | 1 | x |  |  | 2.724 | 2021-05-01 | 121.9 | 1 | piece(s) | 4028177220508 | PCE |  |  |  | 84145915
3108100 | SK | SK Enclosure internal fan, 160 m³/h, 230 V, 1~, 50/60 Hz | SK enclosure internal fan, 19/18 W, 230 V, 1~, 50/60 Hz | EC000320 | 3108100 | Rittal |  |  |  | 1.14 | x |  |  | 2.752 | 2021-05-01 | 73.9 | 1 | piece(s) | 4028177220485 | PCE |  |  |  | 84145915
3108115 | SK | SK Enclosure internal fan, 160 m³/h, 115 V, 1~, 50/60 Hz | SK enclosure internal fan, 19/18 W, 115 V, 1~, 50/60 Hz | EC000320 | 3108115 | Rittal |  |  |  | 1.16 | x |  |  | 2.704 | 2021-05-01 | 80.2 | 1 | piece(s) | 4028177220492 | PCE |  |  |  | 84145915
3110000 | SK | SK Enclosure internal thermostat, 24 V, 48 V, 60 V, 115 V, 230 V, 1~ | SK Thermostat, enclosure internal thermostat, 24-230 V, 1~, 24-60 V (DC), Colour RAL 7035, WHD: 71 x 71 x 33.5 mm | EC002014 | 3110000 | Rittal | 71 | 71 | 33.5 | 0.105 | x |  |  | 0.2 | 2021-05-01 | 18.8 | 1 | piece(s) | 4028177036598 | PCE |  |  |  | 90321020
3110200 | SK | SK Bottom-mounted adaptor, for internal thermostat and hygrostat | SK Bottom-mounted adaptor, for enclosure internal thermostat and hygrostat, for SK 3110.000/3118.000 | EC002014 | 3110200 | Rittal |  |  |  | 0.026 | x |  |  | 0.18 | 2021-05-01 | 3.04 | 1 | piece(s) | 4028177188723 | PCE |  |  |  | 39269097
3114200 | SK | SK Digital temperature display and thermostat | SK Digital enclosure internal , temperature display and thermostat, 100-230 V, 1~, 50/60 Hz, 24-60 V (DC), Installation depth: 100 mm | EC002014 | 3114200 | Rittal |  |  |  | 0.26 | x |  |  | 0.748 | 2021-05-01 | 63.1 | 1 | piece(s) | 4028177631434 | PCE |  |  |  | 90321020
3118000 | SK | SK Hygrostat, 24-230 V, 1~, 12-75 V (DC), WHD: 71x71x33.5 mm | SK Hygrostat, 24-230 V, 1~, 12-75 V (DC), Colour RAL 7035, WHD: 71 x 71 x 33.5 mm | EC002008 | 3118000 | Rittal | 71 | 71 | 33.5 | 0.1 | x |  |  | 0.191 | 2021-05-01 | 59.4 | 1 | piece(s) | 4028177036734 | PCE |  |  |  | 90321080
3120200 | SK | SK Speed control, 100-230 V, WHD: 105x90.5x60.2 mm | SK speed control unit , for filter fans and Air/air heat exchanger, 100 - 230 V, WHD: 105 x 90.5 x 60.2 mm | EC000256 | 3120200 | Rittal | 105 | 90.5 | 60.2 | 0.36 | x |  |  | 1.627 | 2021-05-01 | 109 | 1 | piece(s) | 4028177631441 | PCE |  |  |  | 90321020
3124100 | SK | SK Master-slave cable, for cooling units, and air/water heat exchangers | SK Master/slave cabel, for SK BUS system | EC002620 | 3124100 | Rittal |  |  |  | 0.221 | x |  |  | 0.99 | 2021-05-01 | 69 | 1 | piece(s) | 4028177325494 | PCE |  |  |  | 85444290
3124300 | SK | IoT Interface for networking of Rittal components: Blue e+ cooling units,Chiller | SK IoT Interface, for networking of Rittal components, for Blue e+ cooling units/Chiller, WHD: 18 x 117 x 120 mm | EC001099 | 3124300 | Rittal | 18 | 117 | 120 | 0.278 | x |  |  | 1.131 | 2021-05-01 | 184.5 | 1 | piece(s) | 4028177924369 | PCE |  |  |  | 85234920
3124310 | SK | Blue e IoT adapter for networking of Blue e cooling units with e-comfortcontrol | SK Blue e IoT adapter, for networking of Blue e cooling units, with e-comfortcontroller, WHD: 80 x 30 x 40 mm, | EC001099 | 3124310 | Rittal | 80 | 30 | 40 | 0.201 | x |  |  | 1.26 | 2021-05-01 | 63.9 | 1 | piece(s) | 4028177939059 | PCE |  |  |  | 85234920
3124400 | SK | SK Temperature sensor, for cooling unit Blue e+ | SK Temperature sensor, for cooling unit Blue e+ | EC002014 | 3124400 | Rittal |  |  |  | 0.093 | x |  |  | 0.627 | 2021-05-01 | 34.9 | 1 | piece(s) | 4028177801370 | PCE |  |  |  | 90269000
3126100 | SK | SK TopTherm air/air heat exchanger, Wall-mounted with controller | SK Air/Air heat exchanger TopTherm, wall-mounted with controller, 17.5 W/K, 230 V, 1~, 50/60 Hz, WHD: 280 x 550 x 150 mm | EC002514 | 3126100 | Rittal | 280 | 550 | 150 | 10 | x |  |  | 35.872 | 2021-05-01 | 418 | 1 | piece(s) | 4028177388956 | PCE |  |  |  | 84158300
3127100 | SK | SK TopTherm air/air heat exchanger, Wall-mounted with controller | SK Air/Air heat exchanger TopTherm, wall-mounted with controller, 30 W/K, 230 V, 1~, 50/60 Hz, WHD: 400 x 950 x 205 mm | EC002514 | 3127100 | Rittal | 400 | 950 | 205 | 18 | x |  |  | 112.112 | 2021-05-01 | 515 | 1 | piece(s) | 4028177388963 | PCE |  |  |  | 84158300
3128100 | SK | SK TopTherm air/air heat exchanger, Wall-mounted with controller | SK Air/Air heat exchanger TopTherm, wall-mounted with controller, 45 W/K, 230 V, 1~, 50/60 Hz, WHD: 400 x 950 x 205 mm | EC002514 | 3128100 | Rittal | 400 | 950 | 205 | 19 | x |  |  | 113.256 | 2021-05-01 | 661 | 1 | piece(s) | 4028177388970 | PCE |  |  |  | 84158300
3129100 | SK | SK TopTherm air/air heat exchanger, Wall-mounted with controller | SK Air/Air heat exchanger TopTherm, wall-mounted with controller, 60 W/K, 230 V, 1~, 50/60 Hz, WHD: 400 x 950 x 225 mm | EC002514 | 3129100 | Rittal | 400 | 950 | 225 | 21 | x |  |  | 112.684 | 2021-05-01 | 784 | 1 | piece(s) | 4028177388987 | PCE |  |  |  | 84158300
3130100 | SK | SK TopTherm air/air heat exchanger, Wall-mounted with controller | SK Air/Air heat exchanger TopTherm, wall-mounted with controller, 90 W/K, 230 V, 1~, 50/60 Hz, WHD: 400 x 1580 x 215 mm | EC002514 | 3130100 | Rittal | 400 | 1580 | 215 | 34 | x |  |  | 213.352 | 2021-05-01 | 932 | 1 | piece(s) | 4028177388994 | PCE |  |  |  | 84158300
3138000 | SK | SK roof-mounted fan, roof vent, WHD: 400 x 133 x 400 mm, without fan motor | SK roof-mounted fan, roof vent, WHD: 400 x 133 x 400 mm, without fan motor | EC000320 | 3138000 | Rittal | 400 | 133 | 400 | 3.2 | x |  |  | 21.28 | 2021-05-01 | 73.9 | 1 | piece(s) | 4028177709188 | PCE |  |  |  | 84213925
3139100 | SK | SK TopTherm roof-mounted fan, 500 m³/h, 230 V, 1~, 50/60 Hz | SK roof-mounted fan TopTherm, 500/525 m³/h, 230 V, 1~, 50/60 Hz, WHD: 400 x 133 x 400 mm | EC000320 | 3139100 | Rittal | 400 | 133 | 400 | 5.2 | x |  |  | 41.454 | 2021-05-01 | 222.1 | 1 | piece(s) | 4028177709171 | PCE |  |  |  | 84145915
3139110 | SK | SK TopTherm roof-mounted fan, 500 m³/h, 115 V, 1~, 50/60 Hz | SK roof-mounted fan TopTherm, 500/525 m³/h, 115 V, 1~, 50/60 Hz, WHD: 400 x 133 x 400 mm | EC000320 | 3139110 | Rittal | 400 | 133 | 400 | 5.2 | x |  |  | 21.28 | 2021-05-01 | 233.7 | 1 | piece(s) | 4028177709164 | PCE |  |  |  | 84145915
3140100 | SK | SK TopTherm roof-mounted fan, 800 m³/h, 230 V, 1~, 50/60 Hz | SK roof-mounted fan TopTherm, 873/965 m³/h, 230 V, 1~, 50/60 Hz, WHD: 400 x 133 x 400 mm | EC000320 | 3140100 | Rittal | 400 | 133 | 400 | 6 | x |  |  | 21.28 | 2021-05-01 | 286 | 1 | piece(s) | 4028177709140 | PCE |  |  |  | 84145915
3140110 | SK | SK TopTherm roof-mounted fan, 800 m³/h, 115 V, 1~, 50/60 Hz | SK roof-mounted fan TopTherm, 873/965 m³/h, 115 V, 1~, 50/60 Hz, WHD: 400 x 133 x 400 mm | EC000320 | 3140110 | Rittal | 400 | 133 | 400 | 6 | x |  |  | 21.28 | 2021-05-01 | 301 | 1 | piece(s) | 4028177709157 | PCE |  |  |  | 84145915
3140140 | SK | SK TopTherm roof-mounted fan, 800 m³/h, 400 V, 3~, 50/60 Hz, 460 V, 3~, 60 Hz | SK roof-mounted fan TopTherm, 863/942 m³/h, 400-460 V, 3~, 50/60 Hz, WHD: 400 x 133 x 400 mm | EC000320 | 3140140 | Rittal | 400 | 133 | 400 | 6 | x |  |  | 21.28 | 2021-05-01 | 331 | 1 | piece(s) | 4028177709133 | PCE |  |  |  | 84145915
3140500 | SK | SK TopTherm roof-mounted fan, 1000 m³/h, 200-240 V, 1~, 50/60 Hz | SK roof-mounted fan TopTherm, 1069/1069 m³/h, 230 V, 1~, 50/60 Hz, WHD: 400 x 133 x 400 mm, EC-Technology | EC000320 | 3140500 | Rittal | 400 | 133 | 400 | 5.6 | x |  |  | 21.28 | 2021-05-01 | 378 | 1 | piece(s) | 4028177709126 | PCE |  |  |  | 84145915
3140510 | SK | Roof-mounted fan TopTherm, 1069 m³/h, 115 V, 1~, 50/60 Hz, EC-Technology | SK roof-mounted fan TopTherm, 1069/1069 m³/h, 115 V, 1~, 50/60 Hz, WHD: 400 x 133 x 400 mm, EC-Technology | EC000320 | 3140510 | Rittal | 400 | 133 | 400 | 5.6 | x |  |  | 21.28 | 2021-05-01 | 391 | 1 | piece(s) | 4028177805767 | PCE |  |  |  | 84145915
3144000 | SK | SK Tangential fans, 320 m³/h, 230 V, 50/60 Hz, WHD: 482.6x88x158 mm | SK tangential fan, for 482.6 mm (19"), 320 m³/h, 230 V, 50/60 Hz, WHD: 482.6 x 88 x 158 mm | EC000320 | 3144000 | Rittal | 482.6 | 88 | 163 | 2.02 | x |  |  | 18.172 | 2021-05-01 | 143 | 1 | piece(s) | 4028177037137 | PCE |  |  |  | 84145915
3159100 | SK | SK RiDiag software, Diagnosis software for TopTherm units | SK RiDiag software, diagnosis software for TopTherm units, including connection cable | EC001416 | 3159100 | Rittal |  |  |  | 0.22 | x |  |  | 2.31 | 2021-05-01 | 77 | 1 | piece(s) | 4028177325500 | PCE |  |  |  | 90329000
3159300 | SK | RiDiag software, diagnosis software: Blue e+ cooling units/Blue e+ Chiller | SK RiDiag software, diagnosis software for Blue e+ cooling units, and Blue e+ Chiller | EC001416 | 3159300 | Rittal |  |  |  | 0.001 | x |  |  | 0 | 2021-05-01 | 106.2 | 1 | piece(s) | 4028177919259 | PCE |  |  |  | 85234920
3164230 | SK | DK Roof-mounted fan, for TS and TS IT in the office sector | DK Roof-mounted fan, without roof plate, for TS and TS IT in the office sector, Required mounting cut-out: WxD: 410x410 mm, WHD: 511x227x511 mm | EC000320 | 3164230 | Rittal | 511 | 227 | 511 | 19.5 | x |  |  | 94.192 | 2021-05-01 | 520 | 1 | piece(s) | 4028177309494 | PCE |  |  |  | 84213925
3164620 | SK | SK Roof-mounted fan, for TS and TS IT in the office sector | SK Roof-mounted fan, with roof plate, for TS and TS IT in the office sector, WHD: 800x240x800 mm, 1500 m³/h, | EC000320 | 3164620 | Rittal | 800 | 240 | 800 | 30 | x |  |  | 226.041 | 2021-05-01 | 609 | 1 | piece(s) | 4028177243248 | PCE |  |  |  | 84145915
3171100 | SK | SK Filter mat, for fan-and-filter units SK 3239, WHD: 173x173x17 mm | SK spare filter mats, for filter fans, for SK 3239…,, WHD: 173 x 173 x 17 mm | EC002513 | 3171100 | Rittal | 173 | 173 | 17 | 0.05 | x |  |  | 0 | 2021-05-01 | 10.17 | 5 | piece(s) | 4028177038059 | PK |  |  |  | 56039390
3171105 | SK | SK Filter mat, for fan-and-filter units SK 3239, in dispenser | SK spare filter mats, for filter fans, for SK 3239…,, WHD: 173 x 173 x 17 mm | EC002513 | 3171105 | Rittal | 173 | 173 | 17 | 0.015 | x |  |  | 0 | 2021-05-01 | 92.5 | 50 | piece(s) | 4028177695559 | PK |  |  |  | 56039390
3172100 | SK | SK Filter mat, for fan-and-filter units SK 3240/3241, WHD: 221x221x17 mm | SK spare filter mats, for filter fans, for SK 3240…/3241…, WHD: 221 x 221 x 17 mm | EC002513 | 3172100 | Rittal | 221 | 221 | 17 | 0.08 | x |  |  | 0.743 | 2021-05-01 | 11.6 | 5 | piece(s) | 4028177038097 | PK |  |  |  | 56039390
3172105 | SK | SK Filter mat, for fan-and-filter units SK 3240/3241, in dispenser | SK spare filter mats, for filter fans, for SK 3240…/3241…, WHD: 221 x 221 x 17 mm | EC002513 | 3172105 | Rittal | 221 | 221 | 17 | 0.7 | x |  |  | 0 | 2021-05-01 | 104.6 | 50 | piece(s) | 4028177695566 | PK |  |  |  | 56039390
3173100 | SK | SK Filter mat, for fan-and-filter units SK 3243/3244/3245, WHD: 289x289x17 mm | SK spare filter mats, for filter fans, for SK 3243…/3244…/3245…, WHD: 289 x 289 x 17 mm | EC002513 | 3173100 | Rittal | 289 | 289 | 17 | 0.135 | x |  |  | 0 | 2021-05-01 | 15.6 | 5 | piece(s) | 4028177038134 | PK |  |  |  | 56039390
3173105 | SK | SK Filter mat, for fan-and-filter units SK 3243/3244/3245, in dispenser | SK spare filter mats, for filter fans, for SK 3243…/3244…/3245…, WHD: 289 x 289 x 17 mm | EC002513 | 3173105 | Rittal | 289 | 289 | 17 | 0.03 | x |  |  | 0 | 2021-05-01 | 140.8 | 50 | piece(s) | 4028177695573 | PK |  |  |  | 56039390
3174100 | SK | SK Filter mat, for filter holders SK 3138/3139/3140, WHD: 264x95x17 mm | SK spare filter mats, for roof-mounted fans, for SK 3138./3139./3140., WHD: 264 x 95 x 17 mm | EC002513 | 3174100 | Rittal | 264 | 95 | 17 | 0.008 | x |  |  | 0 | 2021-05-01 | 19.6 | 12 | piece(s) | 4028177709218 | PK |  |  |  | 56039390
3176000 | SK | SK Front outlet grille, for tangential fan SK 3144/3145, 2 U | SK front outlet grilles , for tangential fans, 2 HE | EC002513 | 3176000 | Rittal |  |  |  | 0.36 | x |  |  | 1.539 | 2021-05-01 | 30.2 | 1 | piece(s) | 4028177038196 | PCE |  |  |  | 84149000
3177000 | SK | SK Filter mat, for tangential fans SK 3144/3145, for front outlet grille SK 3176 | SK filter mat, for tangential fans SK 3144/3145, for front outlet grilles SK 3176, WHD: 425 x 85 x 8 mm | EC002513 | 3177000 | Rittal | 425 | 85 | 8 | 0.025 | x |  |  | 0.613 | 2021-05-01 | 11.5 | 5 | piece(s) | 4028177038219 | PK |  |  |  | 56039390
3181100 | SK | SK Filter mat, for fan-and-filter units SK 3239, WHD: 173x173x12 mm | SK fine filter mats, for filter fans, for SK 3239…,, WHD: 173 x 173 x 12 mm | EC002513 | 3181100 | Rittal | 173 | 173 | 12 | 0.04 | x |  |  | 0.368 | 2021-05-01 | 9.25 | 5 | piece(s) | 4028177038257 | PK |  |  |  | 56039390
3182100 | SK | SK Filter mat, for fan-and-filter units SK 3240/3241, WHD: 221x221x12 mm | SK fine filter mats, for filter fans, for SK 3240…/3241…, WHD: 221 x 221 x 12 mm | EC002513 | 3182100 | Rittal | 221 | 221 | 12 | 0.065 | x |  |  | 0 | 2021-05-01 | 10.41 | 5 | piece(s) | 4028177038295 | PK |  |  |  | 56039390
3183100 | SK | SK Filter mat, for fan-and-filter units SK 3243/3244/3245, WHD: 289x289x12 mm | SK fine filter mats, for filter fans, for SK 3243…/3244…/3245…, WHD: 289 x 289 x 12 mm | EC002513 | 3183100 | Rittal | 289 | 289 | 12 | 0.115 | x |  |  | 0 | 2021-05-01 | 14.1 | 5 | piece(s) | 4028177038332 | PK |  |  |  | 56039390
3185030 | SK | Basic enclosure VX25, 800x2200x600 mm, with integrated Blue e+ cooling unit, 1.3 | SK VX25 Blue e+ Integration solution,, Sheet steel,, cooling module, 1.3 kW,, 110-240 V, 1~, 50/60 Hz, 380-480 V, 3~, 50/60 Hz, WHD: 800 x 2200 x 600 mm | EC000855 | 3185030 | Rittal | 800 | 2200 | 600 | 180 | 699 x 1696 | 699 | 1696 | 1482.38 | 2021-05-01 | 2735 | 1 | piece(s) | 4028177927148 | PCE |  |  |  | 94032080
3185330 | SK | Blue e+ wall-mounted cooling unit Outdoor, 1600 W | SK Blue e+ cooling unit, wall-mounted, outdoor, 1.6 kW, 110 – 240 V, 1~, 380 – 480 V, 3~, 50 – 60 Hz, aluminium, WHD: 400 x 950 x 310 mm | EC000855 | 3185330 | Rittal | 415 | 990 | 280 | 36 | x |  |  | 251.082 | 2021-05-01 | 2640 | 1 | piece(s) | 4028177958562 | PCE |  |  |  | 84158200
3185530 | SK | Cooling unit Blue e+, wall-mounted, 1.6 kW, Stainless steel, 400 x 950 x 310 mm | SK cooling unit Blue e+, wall-mounted, 1.6 kW, 110-240 V, 1~, 380-480 V, 3~, 50-60 Hz, Stainless steel, WHD: 400 x 950 x 310 mm | EC000855 | 3185530 | Rittal | 400 | 950 | 310 | 36.3 | x |  |  | 253.272 | 2021-05-01 | 2323 | 1 | piece(s) | 4028177934658 | PCE |  |  |  | 84158200
3185730 | SK | Roof-mounted cooling unit Blue e+, Sheet steel, 1.3 kW, 700 x 308 x 560 mm | SK roof-mounted cooling unit Blue e+,, Sheet steel,, cooling module, 1.3 kW,, 110-240 V, 1~, 50/60 Hz, 380-480 V, 3~, 50/60 Hz, WHD: 700 x 308 x 560 mm | EC000855 | 3185730 | Rittal | 700 | 308 | 560 | 38 | x |  |  | 307.23 | 2021-05-01 | 1591 | 1 | piece(s) | 4028177927155 | PCE |  |  |  | 84158200
3185830 | SK | SK Blue e+ cooling unit, Wall-mounted, 1.6 kW | SK cooling unit Blue e+, wall-mounted, 1.6 kW, 110-240 V, 1~, 380-480 V, 3~, 50-60 Hz, Sheet steel, WHD: 400 x 950 x 310 mm | EC000855 | 3185830 | Rittal | 400 | 950 | 310 | 37.1 | x |  |  | 277.2 | 2021-05-01 | 1774 | 1 | piece(s) | 4028177708082 | PCE |  |  |  | 84158200
3186630 | SK | Cooling unit Blue e+, wall-mounted, 2 kW, Stainless steel, 450 x 1600 x 294 mm | SK cooling unit Blue e+, wall-mounted, 2 kW, 110-240 V, 1~, 380-480 V, 3~, 50-60 Hz, Stainless steel, WHD: 450 x 1600 x 294 mm | EC000855 | 3186630 | Rittal | 450 | 1600 | 294 | 54.8 | x |  |  | 798.907 | 2021-05-01 | 2902 | 1 | piece(s) | 4028177934634 | PCE |  |  |  | 84158200
3186930 | SK | SK Blue e+ cooling unit, Wall-mounted, 2 kW | SK cooling unit Blue e+, wall-mounted, 2 kW, 110-240 V, 1~, 380-480 V, 3~, 50-60 Hz, Sheet steel, WHD: 450 x 1600 x 294 mm | EC000855 | 3186930 | Rittal | 450 | 1600 | 294 | 55.2 | x |  |  | 798.907 | 2021-05-01 | 1876 | 1 | piece(s) | 4028177709584 | PCE |  |  |  | 84158200
3187630 | SK | Cooling unit Blue e+, wall-mounted, 2.6 kW, Stainless steel, 450 x 1600 x 294 mm | SK cooling unit Blue e+, wall-mounted, 2.6 kW, 110-240 V, 1~, 380-480 V, 3~, 50-60 Hz, Stainless steel, WHD: 450 x 1600 x 294 mm | EC000855 | 3187630 | Rittal | 450 | 1600 | 294 | 54.8 | x |  |  | 211.68 | 2021-05-01 | 3214 | 1 | piece(s) | 4028177934672 | PCE |  |  |  | 84158200
3187930 | SK | SK Blue e+ cooling unit, Wall-mounted, 2.6 kW | SK cooling unit Blue e+, wall-mounted, 2.6 kW, 110-240 V, 1~, 380-480 V, 3~, 50-60 Hz, Sheet steel, WHD: 450 x 1600 x 294 mm | EC000855 | 3187930 | Rittal | 450 | 1600 | 294 | 55.2 | x |  |  | 798.907 | 2021-05-01 | 2245 | 1 | piece(s) | 4028177708068 | PCE |  |  |  | 84158200
3188640 | SK | Cooling unit Blue e+, wall-mounted, 4.2 kW, Stainless steel, 450 x 1600 x 393 mm | SK cooling unit Blue e+, wall-mounted, 4.2 kW, 380-480 V, 3~, 50-60 Hz, Stainless steel, WHD: 450 x 1600 x 393 mm | EC000855 | 3188640 | Rittal | 450 | 1600 | 393 | 71.2 | x |  |  | 282.96 | 2021-05-01 | 3612 | 1 | piece(s) | 4028177934665 | PCE |  |  |  | 84158200
3188940 | SK | SK Blue e+ cooling unit, Wall-mounted, 4,2 kW | SK cooling unit Blue e+, wall-mounted, 4.2 kW, 380-480 V, 3~, 50-60 Hz, Sheet steel, WHD: 450 x 1600 x 393 mm | EC000855 | 3188940 | Rittal | 450 | 1600 | 393 | 72.4 | x |  |  | 798.907 | 2021-05-01 | 2736 | 1 | piece(s) | 4028177709591 | PCE |  |  |  | 84158200
3189640 | SK | Cooling unit Blue e+, wall-mounted, 5.8 kW, Stainless steel, 450 x 1600 x 393 mm | SK cooling unit Blue e+, wall-mounted, 5.8 kW, 380-480 V, 3~, 50-60 Hz, Stainless steel, WHD: 450 x 1600 x 393 mm | EC000855 | 3189640 | Rittal | 450 | 1600 | 393 | 71.2 | x |  |  | 282.96 | 2021-05-01 | 4514 | 1 | piece(s) | 4028177934641 | PCE |  |  |  | 84158200
3189940 | SK | SK Blue e+ cooling unit, Wall-mounted, 5,8 kW | SK cooling unit Blue e+, wall-mounted, 5.8 kW, 380-480 V, 3~, 50-60 Hz, Sheet steel, WHD: 450 x 1600 x 393 mm | EC000855 | 3189940 | Rittal | 450 | 1600 | 393 | 72.4 | x |  |  | 798.907 | 2021-05-01 | 3422 | 1 | piece(s) | 4028177708075 | PCE |  |  |  | 84158200
3201050 | SK | SK Filter mat, for Thermoelectric Cooler, WHD: 90x106x8 mm, Filter class: G2 | SK spare filter mats, for Thermoelectric Cooler, for SK 3201.200/3201.300, WHD: 90 x 106 x 8 mm | EC002513 | 3201050 | Rittal | 90 | 106 | 8 | 0.003 | x |  |  | 0.11 | 2021-05-01 | 6.32 | 5 | piece(s) | 4028177598676 | PK |  |  |  | 56039390
3201200 | SK | SK Thermoelectric coolers, 100 W, 100-240 V, 1~, 50/60 Hz, WHD: 125x400x155 mm | SK Thermoelectric cooler, 100/100 W, 100-240 V, 1~, 50/60 Hz, WHD: 125 x 400 x 155 mm | EC000855 | 3201200 | Rittal | 125 | 400 | 155 | 3.3 | x |  |  | 21.08 | 2021-05-01 | 625 | 1 | piece(s) | 4028177598614 | PCE |  |  |  | 84158300
3201300 | SK | SK Thermoelectric coolers, 100 W, 24 V (DC), WHD: 125x400x155 mm | SK Thermoelectric cooler, 100 W, 24 V (DC), WHD: 125 x 400 x 155 mm | EC000855 | 3201300 | Rittal | 125 | 400 | 155 | 2.6 | x |  |  | 20.539 | 2021-05-01 | 542 | 1 | piece(s) | 4028177598621 | PCE |  |  |  | 84158300
3201800 | SK | Climate control door for cooling module,for VX25 w 600/1200, h 1800, hinge right | SK climate control door for cooling module,, for VX25 600/1200 mm wide, 1800 mm high, door hinge right | EC002510 | 3201800 | Rittal |  |  |  | 19 | x |  |  | 236.436 | 2021-05-01 | 565 | 1 | piece(s) | 4028177925694 | PCE |  |  |  | 94039010
3201810 | SK | Climate control door for cooling module,for VX25 w 600/1200, h 2000, hinge right | SK climate control door for cooling module,, for VX25 600/1200 mm wide, 2000 mm high, door hinge right | EC002510 | 3201810 | Rittal |  |  |  | 20 | x |  |  | 257.55 | 2021-05-01 | 581 | 1 | piece(s) | 4028177925755 | PCE |  |  |  | 94039010
3201820 | SK | Climate control door for cooling module, for VX25 w 800, h 1800, hinge right | SK climate control door for cooling module,, for VX25 800 mm wide, 1800 mm high, door hinge right | EC002510 | 3201820 | Rittal |  |  |  | 27 | x |  |  | 316.224 | 2021-05-01 | 627 | 1 | piece(s) | 4028177925748 | PCE |  |  |  | 94039010
3201830 | SK | Climate control door for cooling module, for VX25 w 800, h 2000, hinge right | SK climate control door for cooling module,, for VX25 800 mm wide, 2000 mm high, door hinge right | EC002510 | 3201830 | Rittal |  |  |  | 31 | x |  |  | 327.845 | 2021-05-01 | 642 | 1 | piece(s) | 4028177925731 | PCE |  |  |  | 94039010
3201840 | SK | Climate control door for cooling module, for VX25 w 600/1200, h 1800, hinge left | SK climate control door for cooling module,, for VX25 600/1200 mm wide, 1800 mm high, door hinge left | EC002510 | 3201840 | Rittal |  |  |  | 19 | x |  |  | 235.144 | 2021-05-01 | 581 | 1 | piece(s) | 4028177925717 | PCE |  |  |  | 94039010
3201850 | SK | Climate control door for cooling module, for VX25 w 600/1200, h 2000, hinge left | SK climate control door for cooling module,, for VX25 600/1200 mm wide, 2000 mm high, door hinge right | EC002510 | 3201850 | Rittal |  |  |  | 22 | x |  |  | 260.984 | 2021-05-01 | 580 | 1 | piece(s) | 4028177925687 | PCE |  |  |  | 94039010
3201960 | SK | SK Toroidal transformer, for air/water heat exchangers | SK Toroidal transformer, 400 V (primary), 2~, 50/60 Hz, 230 V (secondary), 1~, 50/60 Hz, WHD: 105 x 123 x 55 mm | EC000855 | 3201960 | Rittal | 105 | 123 | 55 | 2.38 | x |  |  | 3.864 | 2021-05-01 | 144.5 | 1 | piece(s) | 4028177690226 | PCE |  |  |  | 85043121
3201970 | SK | SK Toroidal transformer, for air/water heat exchangers | SK Toroidal transformer, 115 V (primary), 1~, 50/60 Hz, 230 V (secondary), 1~, 50/60 Hz, WHD: 105 x 123 x 55 mm | EC000855 | 3201970 | Rittal | 105 | 123 | 55 | 2.23 | x |  |  | 3.864 | 2021-05-01 | 124.3 | 1 | piece(s) | 4028177690233 | PCE |  |  |  | 85043121
3201990 | SK | SK Connection set, for air/water heat exchangers, SK 3209-3375.XX0, L: 3600 mm | SK Connection set, for Air/water heat exchanger, G 3/8" internal thread, Length: 3600 mm | EC000855 | 3201990 | Rittal |  |  |  | 4.24 | x |  |  | 45.54 | 2021-05-01 | 165.7 | 1 | piece(s) | 4028177709270 | PCE |  |  |  | 39173900
3209100 | SK | SK Air/water heat exchanger, Roof-mounted, 2.5 kW, 230 V, 1~, 50/60 Hz | SK Air/water heat exchanger, roof-mounted, 2.5 kW, 230 V, 1~, 50/60 Hz, Water-carrying parts: copper/brass , WHD: 597 x 417 x 475 mm | EC002515 | 3209100 | Rittal | 597 | 417 | 475 | 23.5 | x |  |  | 213.465 | 2021-05-01 | 705 | 1 | piece(s) | 4028177429819 | PCE |  |  |  | 84158300
3209500 | SK | SK Air/water heat exchanger, Roof-mounted, 2.5 kW, 230 V, 1~, 50/60 Hz | SK Air/water heat exchanger, roof-mounted, 2.5 kW, 230 V, 1~, 50/60 Hz, Water-carrying parts: copper/brass , WHD: 597 x 417 x 475 mm | EC002515 | 3209500 | Rittal | 597 | 417 | 475 | 23.5 | x |  |  | 213.465 | 2021-05-01 | 827 | 1 | piece(s) | 4028177429840 | PCE |  |  |  | 84158300
3209504 | SK | SK Air/water heat exchanger, Roof-mounted, 1.88 kW, 230 V, 1~, 50/60 Hz | SK Air/water heat exchanger, roof-mounted, 1.88 kW, 230 V, 1~, 50/60 Hz, Water-carrying parts: stainless steel, WHD: 597 x 417 x 475 mm | EC002515 | 3209504 | Rittal | 597 | 417 | 475 | 23.5 | x |  |  | 0 | 2021-05-01 | - € | 1 | piece(s) | 4028177429901 | PCE |  |  |  | 84158300
3210100 | SK | SK Air/water heat exchanger, Roof-mounted, 4 kW, 230 V, 1~, 50/60 Hz | SK Air/water heat exchanger, roof-mounted, 4 kW, 230 V, 1~, 50/60 Hz, Water-carrying parts: copper/brass , WHD: 597 x 417 x 475 mm | EC002515 | 3210100 | Rittal | 597 | 417 | 475 | 25.5 | x |  |  | 213.465 | 2021-05-01 | 1042 | 1 | piece(s) | 4028177429932 | PCE |  |  |  | 84158300
3210500 | SK | SK Air/water heat exchanger, Roof-mounted, 4 kW, 230 V, 1~, 50/60 Hz | SK Air/water heat exchanger, roof-mounted, 4 kW, 230 V, 1~, 50/60 Hz, Water-carrying parts: copper/brass , WHD: 597 x 417 x 475 mm | EC002515 | 3210500 | Rittal | 597 | 417 | 475 | 25.5 | x |  |  | 213.465 | 2021-05-01 | 1191 | 1 | piece(s) | 4028177429963 | PCE |  |  |  | 84158300
3210504 | SK | SK Air/water heat exchanger, Roof-mounted, 3 kW, 230 V, 1~, 50/60 Hz | SK Air/water heat exchanger, roof-mounted, 3 kW, 230 V, 1~, 50/60 Hz, Water-carrying parts: stainless steel, WHD: 597 x 417 x 475 mm | EC002515 | 3210504 | Rittal | 597 | 417 | 475 | 25.5 | x |  |  | 0 | 2021-05-01 | - € | 1 | piece(s) | 4028177430020 | PCE |  |  |  | 84158300
3210540 | SK | SK Air/water heat exchanger, Roof-mounted, 4 kW, 400 V, 2~, 50/60 Hz | SK Air/water heat exchanger, Roof-mounted, 4 kW, 400 V, 2~, 50/60 Hz, WHD: 597x417x475 mm, e-Comfort controller | EC002515 | 3210540 | Rittal | 597 | 417 | 475 | 29.5 | x |  |  | 213.465 | 2021-05-01 | 1332 | 1 | piece(s) | 4028177429987 | PCE |  |  |  | 84158300
3212024 | SK | SK Air/water heat exchanger, Wall-mounted, 0.3 kW, 24 V (DC), WHD: 150x300x85 mm | SK Air/water heat exchanger, wall-mounted, 0.3 kW, 24 V (DC), Water-carrying parts: copper/brass , WHD: 150 x 300 x 85 mm | EC002515 | 3212024 | Rittal | 150 | 300 | 85 | 3.2 | x |  |  | 10.656 | 2021-05-01 | 415 | 1 | piece(s) | 4028177430921 | PCE |  |  |  | 84158300
3212230 | SK | SK Air/water heat exchanger, Wall-mounted, 0.3 kW, 230 V, 1~, 50/60 Hz | SK Air/water heat exchanger, wall-mounted, 0.3 kW, 230 V, 1~, 50/60 Hz, Water-carrying parts: copper/brass , WHD: 150 x 300 x 85 mm | EC002515 | 3212230 | Rittal | 150 | 300 | 85 | 3.2 | x |  |  | 6.66 | 2021-05-01 | 395 | 1 | piece(s) | 4028177430938 | PCE |  |  |  | 84158300
3213310 | SK | SK Air diverter, for wall-mounted cooling units SK 3304/3305 | SK Air diverter, for SK 3304/3305, Installation depth 65 mm | EC011217 | 3213310 | Rittal |  |  |  | 1.56 | x |  |  | 2.251 | 2021-05-01 | 31.3 | 1 | piece(s) | 4028177380721 | PCE |  |  |  | 73269098
3213320 | SK | SK Air diverter, for wall-mounted cooling units SK 3328/3329 | SK Air diverter, for SK 3328/3329, Installation depth 65 mm | EC011217 | 3213320 | Rittal |  |  |  | 1.58 | x |  |  | 7.983 | 2021-05-01 | 32.8 | 1 | piece(s) | 4028177380738 | PCE |  |  |  | 73269098
3214100 | SK | SK Air/water heat exchanger, Wall-mounted, 0.6/0.7 kW, 230 V, 1~, 50/60 Hz | SK Air/water heat exchanger, wall-mounted, 0.6 kW, 230 V, 1~, 50/60 Hz, Water-carrying parts: copper/brass , WHD: 200 x 500 x 100 mm | EC002515 | 3214100 | Rittal | 200 | 500 | 100 | 7 | x |  |  | 21.103 | 2021-05-01 | 432 | 1 | piece(s) | 4028177232853 | PCE |  |  |  | 84158300
3214700 | SK | Air/water heat exchanger, wall-mounted, HD, 0.65 kW, 230 V, 1~, 50/60 Hz | SK Air/water heat exchanger, wall-mounted, HD, 0.65 kW, 230 V, 1~, 50/60 Hz, Thermostat-controlled magnetic valve, WHD: 220 x 526 x 100 mm | EC002515 | 3214700 | Rittal | 220 | 526 | 100 | 6 | x |  |  | 24.229 | 2021-05-01 | 693 | 1 | piece(s) | 4028177806399 | PCE |  |  |  | 84158300
3215100 | SK | SK Air/water heat exchanger, Wall-mounted, 1.25/1.3 kW, 230 V, 1~, 50/60 Hz | SK Air/water heat exchanger, wall-mounted, 1.25 kW, 230 V, 1~, 50/60 Hz, Water-carrying parts: copper/brass , WHD: 200 x 950 x 100 mm | EC002515 | 3215100 | Rittal | 200 | 950 | 100 | 13 | x |  |  | 36.106 | 2021-05-01 | 690 | 1 | piece(s) | 4028177245358 | PCE |  |  |  | 84158300
3215700 | SK | Air/water heat exchanger, wall-mounted, HD, 1.2 kW, 230 V, 1~, 50/60 Hz | SK Air/water heat exchanger, wall-mounted, HD, 1.2 kW, 230 V, 1~, 50/60 Hz, Thermostat-controlled magnetic valve, WHD: 215 x 982 x 100 mm | EC002515 | 3215700 | Rittal | 215 | 982 | 100 | 14 | x |  |  | 36.106 | 2021-05-01 | 961 | 1 | piece(s) | 4028177806405 | PCE |  |  |  | 84158300
3216480 | SK | SK Air/water heat exchanger, Wall-mounted, 4.5/7 kW, 400/480 V, 3~, 50/60 Hz | SK Air/water heat exchanger, wall-mounted, 7 kW, 400-480, 3~, 50/60 Hz, Thermostat-controlled magnetic valve, WHD: 450 x 1800 x 300 mm | EC002515 | 3216480 | Rittal | 450 | 1800 | 300 | 79 | x |  |  | 509.52 | 2021-05-01 | 2093 | 1 | piece(s) | 4028177458642 | PCE |  |  |  | 84158300
3235440 | SK | SK Speed control, for fan-and-filter units, SK 3240/3241/3243/3244.500, 3245 | SK speed control unit EC, Control unit for EC fan, 100-250 V | EC000256 | 3235440 | Rittal | 0 | 0 | 0 | 0.53 | x |  |  | 2.378 | 2021-05-01 | 85 | 1 | piece(s) | 4028177670716 | PCE |  |  |  | 90328900
3235450 | SK | SK Speed control, for fan-and-filter units, SK 3240/3241/3243/3244.500, 3245 | SK speed control unit EC, Sensor for speed control, 10-12 V (DC) | EC000256 | 3235450 | Rittal | 0 | 0 | 0 | 0.202 | x |  |  | 0.68 | 2021-05-01 | 46.4 | 1 | piece(s) | 4028177696617 | PCE |  |  |  | 85423190
3236124 | SK | SK Mini fan, 24 V (DC), 1 W, WHD: 60x60x25.4 mm, WHD: 60x60x25.4 mm | SK Mini fan, 1 W, 24 V (DC), WHD: 60 x 60 x 25.4 mm | EC000320 | 3236124 | Rittal | 60 | 60 | 25.4 | 0.14 | x |  |  | 0.21 | 2021-05-01 | 33.9 | 1 | piece(s) | 4028177637603 | PCE |  |  |  | 84145915
3237020 | SK | SK Blanking cover, for fan-and-filter units, and outlet filters SK 3237, Plastic | SK blanking cover, for filter fans and outlet filters, for SK 3237…,, plastic, Colour: Anthracite | EC002617 | 3237020 | Rittal | 81 | 81 | 6 | 0.003 | x |  |  | 0.045 | 2021-05-01 | 9.97 | 2 | piece(s) | 4028177651524 | PK |  |  |  | 39269097
3237060 | SK | SK Outlet filter, for EMC fan-and-filter units, WHD: 116.5x116.5x16 mm | SK outlet filter, EMC, WHD: 116.5 x 116.5 x 16 mm | EC002513 | 3237060 | Rittal | 116.5 | 116.5 | 16 | 0.146 | x |  |  | 0.703 | 2021-05-01 | 38.1 | 1 | piece(s) | 4028177651555 | PCE |  |  |  | 39269097
3237066 | SK | SK Filter mat, for fan-and-filter units SK 3237, EMC, WHD: 92x92x10 mm | SK spare filter mats, for EMC-filter fans, for SK 3237.6.., WHD: 92 x 92 x 10 mm | EC002513 | 3237066 | Rittal | 92 | 92 | 10 | 0.002 | x |  |  | 0.11 | 2021-05-01 | 10.04 | 5 | piece(s) | 4028177666214 | PK |  |  |  | 56039390
3237080 | SK | SK Hose-proof hood, for fan-and-filter units, and outlet filters SK 3237 | SK hose-proof hood, for SK 3237…,, WHD: 150 x 230 x 40 mm | EC000744 | 3237080 | Rittal | 150 | 230 | 40 | 1.14 | x |  |  | 2.016 | 2021-05-01 | 52.3 | 1 | piece(s) | 4028177651579 | PCE |  |  |  | 73269098
3237100 | SK | SK TopTherm fan-and-filter unit, 20/25 m³/h, 230 V, 1~, 50/60 Hz | SK fan and filter units TopTherm, 20/25 m³/h, 230 V, 1~, 50/60 Hz, WHD: 116.5 x 116.5 x 16 mm | EC000320 | 3237100 | Rittal | 116.5 | 116.5 |  | 0.46 | x |  |  | 1.183 | 2021-05-01 | 42.5 | 1 | piece(s) | 4028177637580 | PCE |  |  |  | 84145915
3237108 | SK | Filter fan 20/25 m3 / h, 200-240V AC, 50 / 60Hz | SK filter fan TopTherm, 20/25 m³ / h, 230 V, 1 ~, 50/60 Hz, WHD: 116.5 x 116.5 x 16 mm | EC000320 | 3237108 | Rittal | 116.5 | 116.5 |  | 0.46 | x |  |  | 1.183 | 2021-05-01 | 46 | 1 | piece(s) | 4028177663411 | PCE |  |  |  | 84145915
3237110 | SK | SK TopTherm fan-and-filter unit, 20/25 m³/h, 115 V, 1~, 50/60 Hz | SK fan and filter units TopTherm, 20/25 m³/h, 115 V, 1~, 50/60 Hz, WHD: 116.5 x 116.5 x 16 mm | EC000320 | 3237110 | Rittal | 116.5 | 116.5 |  | 0.48 | x |  |  | 1.183 | 2021-05-01 | 42.5 | 1 | piece(s) | 4028177651593 | PCE |  |  |  | 84145915
3237124 | SK | SK TopTherm fan-and-filter unit, 20 m³/h, 24 V (DC), WH: 116.5x116.5 mm | SK fan and filter units TopTherm, 20 m³/h, 24 V (DC), WHD: 116.5 x 116.5 x 16 mm | EC000320 | 3237124 | Rittal | 116.5 | 116.5 |  | 0.3 | x |  |  | 1.183 | 2021-05-01 | 46.3 | 1 | piece(s) | 4028177651609 | PCE |  |  |  | 84145915
3237200 | SK | SK Outlet filter, for fan-and-filter units, WHD: 116.5x116.5x16 mm | SK outlet filter, Standard, WHD: 116.5 x 116.5 x 16 mm | EC002513 | 3237200 | Rittal | 116.5 | 116.5 | 16 | 0.12 | x |  |  | 0.576 | 2021-05-01 | 13 | 1 | piece(s) | 4028177651616 | PCE |  |  |  | 39269097
3237208 | SK | Outlet filter for SK 3237.1x8 RAL 9005 | SK outlet filter, standard, WHD: 116.5 x 116.5 x 16 mm | EC002513 | 3237208 | Rittal | 116.5 | 116.5 | 16 | 0.12 | x |  |  | 0.6 | 2021-05-01 | 15.6 | 1 | piece(s) | 4028177663435 | PCE |  |  |  | 39269097
3237600 | SK | SK TopTherm fan-and-filter unit, 20/25 m³/h, 230 V, 1~, 50/60 Hz | SK fan and filter units TopTherm, 20/25 m³/h, 230 V, 1~, 50/60 Hz, WHD: 116.5 x 116.5 x 16 mm, EMC | EC000320 | 3237600 | Rittal | 116.5 | 116.5 |  | 0.49 | x |  |  | 1.183 | 2021-05-01 | 87.3 | 1 | piece(s) | 4028177652415 | PCE |  |  |  | 84145915
3238020 | SK | SK Blanking cover, for fan-and-filter units, and outlet filters SK 3238, Plastic | SK blanking cover, for filter fans and outlet filters, for SK 3238…,, plastic, Colour: Anthracite | EC002617 | 3238020 | Rittal | 114 | 114 | 8 | 0.005 | x |  |  | 0.106 | 2021-05-01 | 11.4 | 2 | piece(s) | 4028177651630 | PK |  |  |  | 39269097
3238055 | SK | SK Filter mat, for fan-and-filter units SK 3238, WHD: 120x120x12 mm | SK fine filter mats, for filter fans, for SK 3238…,, WHD: 120 x 120 x 12 mm | EC002513 | 3238055 | Rittal | 120 | 120 | 12 | 0.02 | x |  |  | 0.144 | 2021-05-01 | 6.47 | 5 | piece(s) | 4028177651654 | PK |  |  |  | 56039390
3238060 | SK | SK Outlet filter, for EMC fan-and-filter units, WHD: 148.5x148.5x24 mm | SK outlet filter, EMC, WHD: 148.5 x 148.5 x 24 mm | EC002513 | 3238060 | Rittal | 148.5 | 148.5 | 24 | 0.197 | x |  |  | 0.961 | 2021-05-01 | 56.1 | 1 | piece(s) | 4028177651661 | PCE |  |  |  | 39269097
3238066 | SK | SK Filter mat, for fan-and-filter units SK 3238, EMC, WHD: 125x125x12 mm | SK spare filter mats, for EMC-filter fans, for SK 3238.6.., WHD: 125 x 125 x 12 mm | EC002513 | 3238066 | Rittal | 125 | 125 | 12 | 0.02 | x |  |  | 0.156 | 2021-05-01 | 14.7 | 5 | piece(s) | 4028177666221 | PK |  |  |  | 56039390
3238080 | SK | SK Hose-proof hood, for fan-and-filter units, and outlet filters SK 3238 | SK hose-proof hood, for SK 3238…,, WHD: 176 x 245 x 55 mm | EC000744 | 3238080 | Rittal | 176 | 245 | 55 | 1.52 | x |  |  | 3.328 | 2021-05-01 | 57.7 | 1 | piece(s) | 4028177651685 | PCE |  |  |  | 73269098
3238100 | SK | SK TopTherm fan-and-filter unit, 55/66 m³/h, 230 V, 1~, 50/60 Hz | SK fan and filter units TopTherm, 55/66 m³/h, 230 V, 1~, 50/60 Hz, WHD: 148.5 x 148.5 x 16 mm | EC000320 | 3238100 | Rittal | 148.5 | 148.5 |  | 0.8 | x |  |  | 4.52 | 2021-05-01 | 61.4 | 1 | piece(s) | 4028177651692 | PCE |  |  |  | 84145915
3238108 | SK | Filter fan 55/66 m3 / h, 230 V, 50/60 Hz | SK filter fan TopTherm, 55/66 m³ / h, 230 V, 1 ~, 50/60 Hz, WHD: 148.5 x 148.5 x 16 mm | EC000320 | 3238108 | Rittal | 148.5 | 148.5 |  | 0.8 | x |  |  | 2.066 | 2021-05-01 | 66.2 | 1 | piece(s) | 4028177663442 | PCE |  |  |  | 84145915
3238110 | SK | SK TopTherm fan-and-filter unit, 55/66 m³/h, 115 V, 1~, 50/60 Hz | SK fan and filter units TopTherm, 55/66 m³/h, 115 V, 1~, 50/60 Hz, WHD: 148.5 x 148.5 x 16 mm | EC000320 | 3238110 | Rittal | 148.5 | 148.5 |  | 0.8 | x |  |  | 5 | 2021-05-01 | 65.1 | 1 | piece(s) | 4028177651715 | PCE |  |  |  | 84145915
3238124 | SK | SK TopTherm fan-and-filter unit, 55 m³/h, 24 V (DC), WH: 148.5x148.5 mm | SK fan and filter units TopTherm, 55 m³/h, 24 V (DC), WHD: 148.5 x 148.5 x 16 mm | EC000320 | 3238124 | Rittal | 148.5 | 148.5 |  | 0.54 | x |  |  | 2.042 | 2021-05-01 | 79.9 | 1 | piece(s) | 4028177651722 | PCE |  |  |  | 84145915
3238200 | SK | SK Outlet filter, for fan-and-filter units, WHD: 148.5x148.5x24 mm | SK outlet filter, Standard, WHD: 148.5 x 148.5 x 24 mm | EC002513 | 3238200 | Rittal | 148.5 | 148.5 | 24 | 0.18 | x |  |  | 0.992 | 2021-05-01 | 16 | 1 | piece(s) | 4028177651739 | PCE |  |  |  | 39269097
3238208 | SK | SK outlet filter, standard, WHD: 148.5 x 148.5 x 24 mm | SK outlet filter, standard, WHD: 148.5 x 148.5 x 24 mm | EC002513 | 3238208 | Rittal | 148.5 | 148.5 | 24 | 0.18 | x |  |  | 0.961 | 2021-05-01 | 19.2 | 1 | piece(s) | 4028177663466 | PCE |  |  |  | 39269097
3238500 | SK | SK TopTherm fan-and-filter unit, 55 m³/h, 200-240 V, 1~, 50/60 Hz | SK fan and filter units TopTherm, 55 m³/h, 200-240 V, 1~, 50/60 Hz, WHD: 148.5 x 148.5 x 16 mm, EC-Technology | EC000320 | 3238500 | Rittal | 148.5 | 148.5 |  | 0.62 | x |  |  | 3.888 | 2021-05-01 | 87.3 | 1 | piece(s) | 4028177664128 | PCE |  |  |  | 84145915
3238600 | SK | SK TopTherm fan-and-filter unit, 55/66 m³/h, 230 V, 1~, 50/60 Hz | SK fan and filter units TopTherm, 55/66 m³/h, 230 V, 1~, 50/60 Hz, WHD: 148.5 x 148.5 x 16 mm, EMC | EC000320 | 3238600 | Rittal | 148.5 | 148.5 |  | 2 | x |  |  | 3.675 | 2021-05-01 | 127.2 | 1 | piece(s) | 4028177652439 | PCE |  |  |  | 84145915
3239020 | SK | SK Blanking cover, for fan-and-filter units, and outlet filters SK 3239, Plastic | SK blanking cover, for filter fans and outlet filters, for SK 3239…,, plastic, Colour: Anthracite | EC002617 | 3239020 | Rittal | 167 | 167 | 15 | 0.03 | x |  |  | 0.434 | 2021-05-01 | 12.2 | 2 | piece(s) | 4028177651753 | PK |  |  |  | 39269097
3239060 | SK | SK Outlet filter, for EMC fan-and-filter units, WHD: 204x204x24 mm | SK outlet filter, EMC, WHD: 204 x 204 x 24 mm | EC002513 | 3239060 | Rittal | 204 | 204 | 24 | 0.42 | x |  |  | 2.258 | 2021-05-01 | 71.6 | 1 | piece(s) | 4028177651784 | PCE |  |  |  | 39269097
3239066 | SK | SK Filter mat, for fan-and-filter units SK 3239, EMC, HB: 204x204 mm | SK spare filter mats, for EMC-filter fans, for SK 3239,6.., WHD: 178 x 178 x 17 mm | EC002513 | 3239066 | Rittal | 178 | 178 | 17 | 0.055 | x |  |  | 0.513 | 2021-05-01 | 25.4 | 5 | piece(s) | 4028177666238 | PK |  |  |  | 56039390
3239080 | SK | SK Hose-proof hood, for fan-and-filter units, and outlet filters SK 3239 | SK hose-proof hood, for SK 3239…,, WHD: 233 x 330 x 55 mm | EC000744 | 3239080 | Rittal | 233 | 330 | 55 | 2.32 | x |  |  | 5.745 | 2021-05-01 | 69.7 | 1 | piece(s) | 4028177651807 | PCE |  |  |  | 73269098
3239100 | SK | SK TopTherm fan-and-filter unit, 105/120 m³/h, 230 V, 1~, 50/60 Hz | SK fan and filter units TopTherm, 105/120 m³/h, 230 V, 1~, 50/60 Hz, WHD: 204 x 204 x 24 mm | EC000320 | 3239100 | Rittal | 204 | 204 |  | 1.04 | x |  |  | 8.232 | 2021-05-01 | 73.3 | 1 | piece(s) | 4028177651814 | PCE |  |  |  | 84145915
3239108 | SK | Filter fan 105/120 m3 / h, 230 V, 50/60 Hz | SK filter fan TopTherm, 105/120 m³ / h, 230 V, 1 ~, 50/60 Hz, WHD: 204 x 204 x 24 mm | EC000320 | 3239108 | Rittal | 204 | 204 |  | 1.04 | x |  |  | 5.292 | 2021-05-01 | 79.2 | 1 | piece(s) | 4028177663473 | PCE |  |  |  | 84145915
3239110 | SK | SK TopTherm fan-and-filter unit, 105/120 m³/h, 115 V, 1~, 50/60 Hz | SK fan and filter units TopTherm, 105/120 m³/h, 115 V, 1~, 50/60 Hz, WHD: 204 x 204 x 24 mm | EC000320 | 3239110 | Rittal | 204 | 204 |  | 1.04 | x |  |  | 5.292 | 2021-05-01 | 80.2 | 1 | piece(s) | 4028177651838 | PCE |  |  |  | 84145915
3239124 | SK | SK TopTherm fan-and-filter unit, 105 m³/h, 24 V (DC), WH: 204x204 mm | SK fan and filter units TopTherm, 105 m³/h, 24 V (DC), WHD: 204 x 204 x 24 mm | EC000320 | 3239124 | Rittal | 204 | 204 |  | 0.78 | x |  |  | 7.842 | 2021-05-01 | 97.6 | 1 | piece(s) | 4028177651845 | PCE |  |  |  | 84145915
3239200 | SK | SK Outlet filter, for fan-and-filter units, WHD: 204x204x24 mm | SK outlet filter, Standard, WHD: 204 x 204 x 24 mm | EC002513 | 3239200 | Rittal | 204 | 204 | 24 | 0.38 | x |  |  | 2.646 | 2021-05-01 | 17.8 | 1 | piece(s) | 4028177651852 | PCE |  |  |  | 39269097
3239208 | SK | Outlet filter for SK 3239.1x8 RAL 9005 | SK outlet filter, standard, WHD: 204 x 204 x 24 mm | EC002513 | 3239208 | Rittal | 204 | 204 | 24 | 0.38 | x |  |  | 2.426 | 2021-05-01 | 21.4 | 1 | piece(s) | 4028177663497 | PCE |  |  |  | 39269097
3239500 | SK | SK TopTherm fan-and-filter unit, 105 m³/h, 200-240 V, 1~, 50/60 Hz | SK fan and filter units TopTherm, 105 m³/h, 200-240 V, 1~, 50/60 Hz, WHD: 204 x 204 x 24 mm, EC-Technology | EC000320 | 3239500 | Rittal | 204 | 204 |  | 0.91 | x |  |  | 7.406 | 2021-05-01 | 99.1 | 1 | piece(s) | 4028177664135 | PCE |  |  |  | 84145915
3239600 | SK | SK TopTherm fan-and-filter unit, 105/120 m³/h, 230 V, 1~, 50/60 Hz | SK fan and filter units TopTherm, 105/120 m³/h, 230 V, 1~, 50/60 Hz, WHD: 204 x 204 x 24 mm, EMC | EC000320 | 3239600 | Rittal | 204 | 204 |  | 1.2 | x |  |  | 8.284 | 2021-05-01 | 163.8 | 1 | piece(s) | 4028177652446 | PCE |  |  |  | 84145915
3240020 | SK | SK Blanking cover, for fan-and-filter units, and outlet filters SK 3240/3241 | SK blanking cover, for filter fans and outlet filters, for SK 3240…/3241…, plastic, Colour: Anthracite | EC002617 | 3240020 | Rittal | 214 | 214 | 15 | 0.044 | x |  |  | 0.693 | 2021-05-01 | 13.8 | 2 | piece(s) | 4028177651876 | PK |  |  |  | 39269097
3240060 | SK | SK Outlet filter, for EMC fan-and-filter units, WHD: 255x255x25 mm | SK outlet filter, EMC, WHD: 255 x 255 x 25 mm | EC002513 | 3240060 | Rittal | 255 | 255 | 25 | 0.6 | x |  |  | 3.718 | 2021-05-01 | 77.6 | 1 | piece(s) | 4028177651906 | PCE |  |  |  | 39269097
3240066 | SK | SK Filter mat, for fan-and-filter units SK 3240/3241, EMC, WHD: 226x226x17 mm | SK spare filter mats, for EMC-filter fans, for SK 3240.6../3241.6.., WHD: 226 x 226 x 17 mm | EC002513 | 3240066 | Rittal | 226 | 226 | 17 | 0.095 | x |  |  | 0.794 | 2021-05-01 | 37.9 | 5 | piece(s) | 4028177666245 | PK |  |  |  | 56039390
3240080 | SK | SK Hose-proof hood, for fan-and-filter units, and outlet filters SK 3240/3241 | SK hose-proof hood, for SK 3240…/3241…, WHD: 282 x 390 x 85 mm | EC000744 | 3240080 | Rittal | 282 | 390 | 85 | 3.26 | x |  |  | 10.937 | 2021-05-01 | 95.3 | 1 | piece(s) | 4028177651920 | PCE |  |  |  | 73269098
3240100 | SK | SK TopTherm fan-and-filter unit, 180/160 m³/h, 230 V, 1~, 50/60 Hz | SK fan and filter units TopTherm, 180/160 m³/h, 230 V, 1~, 50/60 Hz, WHD: 255 x 255 x 25 mm | EC000320 | 3240100 | Rittal | 255 | 255 |  | 2.26 | x |  |  | 16.2 | 2021-05-01 | 77 | 1 | piece(s) | 4028177651937 | PCE |  |  |  | 84145915
3240108 | SK | Filter fan 180/160 m3 / h, 230 V, 50/60 Hz | SK filter fan TopTherm, 180/160 m³ / h, 230 V, 1 ~, 50/60 Hz, WHD: 255 x 255 x 25 mm | EC000320 | 3240108 | Rittal | 255 | 255 |  | 2.26 | x |  |  | 13.583 | 2021-05-01 | 83.2 | 1 | piece(s) | 4028177663503 | PCE |  |  |  | 84145915
3240110 | SK | SK TopTherm fan-and-filter unit, 180/160 m³/h, 115 V, 1~, 50/60 Hz | SK fan and filter units TopTherm, 180/160 m³/h, 115 V, 1~, 50/60 Hz, WHD: 255 x 255 x 25 mm | EC000320 | 3240110 | Rittal | 255 | 255 |  | 2.08 | x |  |  | 10.935 | 2021-05-01 | 77 | 1 | piece(s) | 4028177651951 | PCE |  |  |  | 84145915
3240124 | SK | SK TopTherm fan-and-filter unit, 180 m³/h, 24 V (DC), WH: 255x255 mm | SK fan and filter units TopTherm, 180 m³/h, 24 V (DC), WHD: 255 x 255 x 25 mm | EC000320 | 3240124 | Rittal | 255 | 255 |  | 1.88 | x |  |  | 10.935 | 2021-05-01 | 125.1 | 1 | piece(s) | 4028177651968 | PCE |  |  |  | 84145915
3240200 | SK | SK Outlet filter, for fan-and-filter units, WHD: 255x255x25 mm | SK outlet filter, Standard, WHD: 255 x 255 x 25 mm | EC002513 | 3240200 | Rittal | 255 | 255 | 25 | 0.56 | x |  |  | 4.056 | 2021-05-01 | 20.4 | 1 | piece(s) | 4028177651975 | PCE |  |  |  | 39269097
3240208 | SK | Outlet filter for 3240 and 3241.1x8 RAL 9005 | SK outlet filter, standard, WHD: 255 x 255 x 25 mm | EC000320 | 3240208 | Rittal | 255 | 255 | 25 | 0.56 | x |  |  | 0 | 2021-05-01 | 24.4 | 1 | piece(s) | 4028177663824 | PCE |  |  |  | 39269097
3240500 | SK | SK TopTherm fan-and-filter unit, 180 m³/h, 200-240 V, 1~, 50/60 Hz | SK fan and filter units TopTherm, 180 m³/h, 200-240 V, 1~, 50/60 Hz, WHD: 255 x 255 x 25 mm, EC-Technology | EC000320 | 3240500 | Rittal | 255 | 255 |  | 2.01 | x |  |  | 10.183 | 2021-05-01 | 138.8 | 1 | piece(s) | 4028177664142 | PCE |  |  |  | 84145915
3240600 | SK | SK TopTherm fan-and-filter unit, 180/160 m³/h, 230 V, 1~, 50/60 Hz | SK fan and filter units TopTherm, 180/160 m³/h, 230 V, 1~, 50/60 Hz, WHD: 255 x 255 x 25 mm, EMC | EC000320 | 3240600 | Rittal | 255 | 255 |  | 2.12 | x |  |  | 10.935 | 2021-05-01 | 178.5 | 1 | piece(s) | 4028177652453 | PCE |  |  |  | 84145915
3241100 | SK | SK TopTherm fan-and-filter unit, 230/250 m³/h, 230 V, 1~, 50/60 Hz | SK fan and filter units TopTherm, 230/250 m³/h, 230 V, 1~, 50/60 Hz, WHD: 255 x 255 x 25 mm | EC000320 | 3241100 | Rittal | 255 | 255 |  | 2.24 | x |  |  | 17.21 | 2021-05-01 | 86.4 | 1 | piece(s) | 4028177651982 | PCE |  |  |  | 84145915
3241108 | SK | Filter fan 230/250 m3 / h, 230 V, 50/60 Hz | SK filter fan TopTherm, 230/250 m³ / h, 230 V, 1 ~, 50/60 Hz, WHD: 255 x 255 x 25 mm | EC000320 | 3241108 | Rittal | 255 | 255 |  | 2.24 | x |  |  | 14.4 | 2021-05-01 | 93.3 | 1 | piece(s) | 4028177663831 | PCE |  |  |  | 84145915
3241110 | SK | SK TopTherm fan-and-filter unit, 230/250 m³/h, 115 V, 1~, 50/60 Hz | SK fan and filter units TopTherm, 230/250 m³/h, 115 V, 1~, 50/60 Hz, WHD: 255 x 255 x 25 mm | EC000320 | 3241110 | Rittal | 255 | 255 |  | 2.26 | x |  |  | 16.2 | 2021-05-01 | 94.9 | 1 | piece(s) | 4028177652002 | PCE |  |  |  | 84145915
3241124 | SK | SK TopTherm fan-and-filter unit, 230 m³/h, 24 V (DC), WH: 255x255 mm | SK fan and filter units TopTherm, 230 m³/h, 24 V (DC), WHD: 255 x 255 x 25 mm | EC000320 | 3241124 | Rittal | 255 | 255 |  | 2.04 | x |  |  | 17.1 | 2021-05-01 | 153.1 | 1 | piece(s) | 4028177652019 | PCE |  |  |  | 84145915
3241500 | SK | SK TopTherm fan-and-filter unit, 230 m³/h, 200-240 V, 1~, 50/60 Hz | SK fan and filter units TopTherm, 230 m³/h, 200-240 V, 1~, 50/60 Hz, WHD: 255 x 255 x 25 mm, EC-Technology | EC000320 | 3241500 | Rittal | 255 | 255 |  | 1.98 | x |  |  | 11.3 | 2021-05-01 | 144.7 | 1 | piece(s) | 4028177652026 | PCE |  |  |  | 84145915
3241600 | SK | SK TopTherm fan-and-filter unit, 230/250 m³/h, 230 V, 1~, 50/60 Hz | SK fan and filter units TopTherm, 230/250 m³/h, 230 V, 1~, 50/60 Hz, WHD: 255 x 255 x 25 mm, EMC | EC000320 | 3241600 | Rittal | 255 | 255 |  | 2.12 | x |  |  | 10.935 | 2021-05-01 | 183.7 | 1 | piece(s) | 4028177652460 | PCE |  |  |  | 84145915
3243020 | SK | SK Blanking cover, for fan-and-filter units, and outlet filters SK 3243/44/45 | SK blanking cover, for filter fans and outlet filters, for SK 3243…/3244…/3245…, plastic, Colour: Anthracite | EC002617 | 3243020 | Rittal | 282 | 282 | 15 | 0.076 | x |  |  | 1.218 | 2021-05-01 | 15.7 | 2 | piece(s) | 4028177652040 | PK |  |  |  | 39269097
3243060 | SK | SK Outlet filter, for EMC fan-and-filter units, WHD: 323x323x25 mm | SK outlet filter, EMC, WHD: 323 x 323 x 25 mm | EC002513 | 3243060 | Rittal | 323 | 323 | 25 | 0.9 | x |  |  | 6.08 | 2021-05-01 | 86.2 | 1 | piece(s) | 4028177652071 | PCE |  |  |  | 39269097
3243066 | SK | SK Filter mat, for fan-and-filter units, SK 3243/3244/3245, EMC | SK spare filter mats, for EMC-filter fans, for SK 3243.6../3244.6../3245.6.., WHD: 294 x 294 x 17 mm | EC002513 | 3243066 | Rittal | 294 | 294 | 17 | 0.155 | x |  |  | 1.35 | 2021-05-01 | 58.6 | 5 | piece(s) | 4028177666252 | PK |  |  |  | 56039390
3243080 | SK | SK Hose-proof hood, for fan-and-filter units, and outlet filters SK 3243/3244 | SK hose-proof hood, for SK 3243…/3244…, WHD: 350 x 480 x 110 mm | EC000744 | 3243080 | Rittal | 350 | 480 | 110 | 4.9 | x |  |  | 30.429 | 2021-05-01 | 116 | 1 | piece(s) | 4028177652095 | PCE |  |  |  | 73269098
3243100 | SK | SK TopTherm fan-and-filter unit, 550/600 m³/h, 230 V, 1~, 50/60 Hz | SK fan and filter units TopTherm, 550/600 m³/h, 230 V, 1~, 50/60 Hz, WHD: 323 x 323 x 25 mm | EC000320 | 3243100 | Rittal | 323 | 323 |  | 3.58 | x |  |  | 31.985 | 2021-05-01 | 111.1 | 1 | piece(s) | 4028177652101 | PCE |  |  |  | 84145915
3243108 | SK | Filter fan 550/600 m3 / h, 230 V, 50/60 Hz | SK filter fan TopTherm, 550/600 m³ / h, 230 V, 1 ~, 50/60 Hz, WHD: 323 x 323 x 25 mm | EC000320 | 3243108 | Rittal | 323 | 323 |  | 3.58 | x |  |  | 20.736 | 2021-05-01 | 120 | 1 | piece(s) | 4028177663855 | PCE |  |  |  | 84145915
3243110 | SK | SK TopTherm fan-and-filter unit, 550/600 m³/h, 115 V, 1~, 50/60 Hz | SK fan and filter units TopTherm, 550/600 m³/h, 115 V, 1~, 50/60 Hz, WHD: 323 x 323 x 25 mm | EC000320 | 3243110 | Rittal | 323 | 323 |  | 3.58 | x |  |  | 31.205 | 2021-05-01 | 121.3 | 1 | piece(s) | 4028177652125 | PCE |  |  |  | 84145915
3243200 | SK | SK Outlet filter, for fan-and-filter units, WHD: 323x323x25 mm | SK outlet filter, Standard, WHD: 323 x 323 x 25 mm | EC002513 | 3243200 | Rittal | 323 | 323 | 25 | 0.84 | x |  |  | 6.633 | 2021-05-01 | 23.8 | 1 | piece(s) | 4028177652149 | PCE |  |  |  | 39269097
3243208 | SK | Outlet filter for 3243, 3244, 3245 RAL 9005 | SK outlet filter, standard, WHD: 323 x 323 x 25 mm | EC002513 | 3243208 | Rittal | 323 | 323 | 25 | 0.84 | x |  |  | 7.186 | 2021-05-01 | 28.5 | 1 | piece(s) | 4028177663879 | PCE |  |  |  | 39269097
3243500 | SK | SK TopTherm fan-and-filter unit, 550 m³/h, 200-240 V, 1~, 50/60 Hz | SK fan and filter units TopTherm, 550 m³/h, 200-240 V, 1~, 50/60 Hz, WHD: 323 x 323 x 25 mm, EC-Technology | EC000320 | 3243500 | Rittal | 323 | 323 |  | 2.92 | x |  |  | 18.794 | 2021-05-01 | 167.5 | 1 | piece(s) | 4028177652156 | PCE |  |  |  | 84145915
3243600 | SK | SK TopTherm fan-and-filter unit, 550/600 m³/h, 230 V, 1~, 50/60 Hz | SK fan and filter units TopTherm, 550/600 m³/h, 230 V, 1~, 50/60 Hz, WHD: 323 x 323 x 25 mm, EMC | EC000320 | 3243600 | Rittal | 323 | 323 |  | 3.56 | x |  |  | 30.81 | 2021-05-01 | 198.3 | 1 | piece(s) | 4028177652477 | PCE |  |  |  | 84145915
3244100 | SK | SK TopTherm fan-and-filter unit, 700/770 m³/h, 230 V, 1~, 50/60 Hz | SK fan and filter units TopTherm, 700/770 m³/h, 230 V, 1~, 50/60 Hz, WHD: 323 x 323 x 25 mm | EC000320 | 3244100 | Rittal | 323 | 323 |  | 4.3 | x |  |  | 31.985 | 2021-05-01 | 125.1 | 1 | piece(s) | 4028177652163 | PCE |  |  |  | 84145915
3244108 | SK | Filter fan 700/770 m3 / h, 230 V, 50/60 Hz | SK filter fan TopTherm, 700/770 m³ / h, 230 V, 1 ~, 50/60 Hz, WHD: 323 x 323 x 25 mm | EC000320 | 3244108 | Rittal | 323 | 323 |  | 4.3 | x |  |  | 23.976 | 2021-05-01 | 135.4 | 1 | piece(s) | 4028177663886 | PCE |  |  |  | 84145915
3244110 | SK | SK TopTherm fan-and-filter unit, 700/770 m³/h, 115 V, 1~, 50/60 Hz | SK fan and filter units TopTherm, 700/770 m³/h, 115 V, 1~, 50/60 Hz, WHD: 323 x 323 x 25 mm | EC000320 | 3244110 | Rittal | 323 | 323 |  | 4.3 | x |  |  | 24.624 | 2021-05-01 | 131.6 | 1 | piece(s) | 4028177652187 | PCE |  |  |  | 84145915
3244140 | SK | SK TopTherm fan-and-filter unit, 700/770 m³/h, 400/460 V, 1~, 50/60 Hz | SK fan and filter units TopTherm, 700/770 m³/h, 400/460 V, 3~, 50/60 Hz, WHD: 323 x 323 x 25 mm | EC000320 | 3244140 | Rittal | 323 | 323 |  | 4.1 | x |  |  | 31.6 | 2021-05-01 | 176.5 | 1 | piece(s) | 4028177652200 | PCE |  |  |  | 84145915
3244500 | SK | SK TopTherm fan-and-filter unit, 700 m³/h, 200-240 V, 1~, 50/60 Hz | SK fan and filter units TopTherm, 700 m³/h, 200-240 V, 1~, 50/60 Hz, WHD: 323 x 323 x 25 mm, EC-Technology | EC000320 | 3244500 | Rittal | 323 | 323 |  | 2.7 | x |  |  | 31.6 | 2021-05-01 | 190.3 | 1 | piece(s) | 4028177652217 | PCE |  |  |  | 84145915
3244600 | SK | SK TopTherm fan-and-filter unit, 700/770 m³/h, 230 V, 1~, 50/60 Hz | SK fan and filter units TopTherm, 700/770 m³/h, 230 V, 1~, 50/60 Hz, WHD: 323 x 323 x 25 mm, EMC | EC000320 | 3244600 | Rittal | 323 | 323 |  | 4.28 | x |  |  | 32 | 2021-05-01 | 255.3 | 1 | piece(s) | 4028177652484 | PCE |  |  |  | 84145915
3245080 | SK | SK Hose-proof hood, for fan-and-filter units, and outlet filters SK 3245 | SK hose-proof hood, for SK 3245…, WHD: 350 x 480 x 160 mm | EC000744 | 3245080 | Rittal | 350 | 480 | 160 | 5.74 | x |  |  | 29.682 | 2021-05-01 | 166.8 | 1 | piece(s) | 4028177655522 | PCE |  |  |  | 94039010
3245500 | SK | SK TopTherm fan-and-filter unit, 900 m³/h, 200-240 V, 1~, 50/60 Hz | SK fan and filter units TopTherm, 900 m³/h, 200-240 V, 1~, 50/60 Hz, WHD: 323 x 323 x 25 mm, EC-Technology | EC000320 | 3245500 | Rittal | 323 | 323 |  | 3.46 | x |  |  | 31.98 | 2021-05-01 | 249 | 1 | piece(s) | 4028177652262 | PCE |  |  |  | 84145915
3245508 | SK | SK Eco Comfort filter fan 900m3 / h, 200-240V AC, 50 / 60Hz | SK filter fan TopTherm, 900 m³ / h, 200-240 V, 1 ~, 50/60 Hz, WHD: 323 x 323 x 25 mm, EC technology | EC000320 | 3245508 | Rittal | 323 | 323 |  | 3.46 | x |  |  | 26.28 | 2021-05-01 | 269 | 1 | piece(s) | 4028177663909 | PCE |  |  |  | 84145915
3245510 | SK | SK TopTherm fan-and-filter unit, 900 m³/h, 100-130 V, 1~, 50/60 Hz | SK fan and filter units TopTherm, 900 m³/h, 100-130 V, 1~, 50/60 Hz, WHD: 323 x 323 x 25 mm, EC-Technology | EC000320 | 3245510 | Rittal | 323 | 323 |  | 3.76 | x |  |  | 31.2 | 2021-05-01 | 271 | 1 | piece(s) | 4028177659018 | PCE |  |  |  | 84145915
3245600 | SK | SK TopTherm fan-and-filter unit, 900 m³/h, 200-240 V, 1~, 50/60 Hz | SK fan and filter units TopTherm, 900 m³/h, 200-240 V, 1~, 50/60 Hz, WHD: 323 x 323 x 25 mm, EMC | EC000320 | 3245600 | Rittal | 323 | 323 |  | 3.5 | x |  |  | 32.39 | 2021-05-01 | 398 | 1 | piece(s) | 4028177652491 | PCE |  |  |  | 84145915
3248000 | SK | SK Air/air heat exchanger, Roof-mounted, 66 W/K, 230 V, 1~, 50/60 Hz | SK Air/Air heat exchanger TopTherm, roof-mounted, 66 W/K, 230 V, 1~, 50/60 Hz, WHD: 595 x 362 x 440 mm | EC002514 | 3248000 | Rittal | 595 | 362 | 440 | 25 | x |  |  | 163.756 | 2021-05-01 | 910 | 1 | piece(s) | 4028177039247 | PCE |  |  |  | 84158300
3273500 | SK | SK Blue e cooling unit, Roof-mounted, 1.1 kW, 230 V, 1~, 50/60 Hz, Sheet steel | SK cooling unit Blue e, roof-mounted, 1.1 kW, 230 V, 1~, 50/60 Hz, Sheet steel, WHD: 597 x 417 x 475 mm | EC000855 | 3273500 | Rittal | 597 | 417 | 475 | 42 | x |  |  | 213.465 | 2021-05-01 | 1643 | 1 | piece(s) | 4028177244856 | PCE |  |  |  | 84158200
3284210 | SK | SK Metal filter, for climate control door/section door, WHD: 425x78x10 mm | SK metal filters, for Climate control door/Section doors, for SK 3300, WHD: 425 x 78 x 10 mm | EC002513 | 3284210 | Rittal | 425 | 78 | 10 | 0.22 | x |  |  | 0.85 | 2021-05-01 | 47.6 | 1 | piece(s) | 4028177566163 | PCE |  |  |  | 76169100
3285700 | SK | Pleated filter, for Blue e+ roof-mounted, whd: 158 x 652 x 15 mm | SK Pleated filter, for Blue e+ roof-mounted cooling unit and VX25 Blue e+ integration, solution, Non-woven fabric, WHD: 158 x 652 x 15 mm | EC002513 | 3285700 | Rittal | 652 | 158 | 15 | 0.02 | x |  |  | 0 | 2021-05-01 | 82.5 | 3 | piece(s) | 4028177938939 | PK |  |  |  | 56039390
3285800 | SK | SK Filter mat, for wall-mounted cooling units SK 3185.830, WH: 380x358 mm | SK filter mat, for cooling unit 3185.830, WHD: 360 x 297 x 10 mm | EC002513 | 3285800 | Rittal | 360 | 297 | 10 | 0.03 | x |  |  | 0.99 | 2021-05-01 | 13.1 | 3 | piece(s) | 4028177709249 | PK |  |  |  | 56039390
3285810 | SK | SK Metal filter, for cooling units SK 3185.830, Aluminium, Thickness: 10 mm | SK metal filters, for cooling unit 3185.830, WHD: 380 x 358 x 10 mm | EC002513 | 3285810 | Rittal | 327 | 280 | 10 | 0.318 | x |  |  | 0.91 | 2021-05-01 | 55.5 | 1 | piece(s) | 4028177709225 | PCE |  |  |  | 76169100
3285900 | SK | SK Filter mat, for wall-mounted cooling units, SK 3186/3187/3188/3189 | SK filter mat, for wall-mounted-cooling unit, SK 3186/3187/3188/3189/3334.400 | EC002513 | 3285900 | Rittal | 390 | 397 | 10 | 0.04 | x |  |  | 1.56 | 2021-05-01 | 15.4 | 3 | piece(s) | 4028177709256 | PK |  |  |  | 56039390
3285910 | SK | SK Metal filter, for cooling units, SK 3186/3187.930, 3188/3189.940 | SK metal filters, for cooling unit and Chiller, for SK 3186/87.930, 3188/89.940, 3334.400, WHD: 380 x 358 x 10 mm | EC002513 | 3285910 | Rittal | 380 | 355 | 10 | 0.4 | x |  |  | 1.368 | 2021-05-01 | 68 | 1 | piece(s) | 4028177709232 | PCE |  |  |  | 76169100
3285920 | SK | SK filter mat, for Chiller SK 3320.200/3334.300, WHD: 320 x 599 x 8 mm | SK filter mat, for Chiller SK 3320.200/3334.300, WHD: 320 x 599 x 8 mm | EC002513 | 3285920 | Rittal | 320 | 599 | 8 | 0.5 | x |  |  | 0 | 2021-05-01 | 15.4 | 3 | piece(s) | 4028177923737 | PK |  |  |  | 39269097
3285930 | SK | SK metal filters, for Chiller SK 3320.200/3334.300, WHD: 295 x 599 x 15 mm | SK metal filters, for Chiller SK 3320.200/3334.300, WHD: 295 x 599 x 15 mm | EC002513 | 3285930 | Rittal | 295 | 599 | 15 | 1.06 | x |  |  | 6.727 | 2021-05-01 | 68 | 1 | piece(s) | 4028177923133 | PCE |  |  |  | 73144900
3285940 | SK | Filter mat, for Chiller Blue e+ 3320.200/3334.300/3334.400, WHD: 131 x 113 x 13 | SK filter mat, for Chiller Blue e+ (inverter housing), for SK 3320.200/3334.300/3334.400, WHD: 131 x 113 x 13 | EC002513 | 3285940 | Rittal | 131 | 113 | 13 | 0.018 | x |  |  | 0.183 | 2021-05-01 | 16.8 | 3 | piece(s) | 4028177924352 | PK |  |  |  | 39269097
3286110 | SK | SK Filter mat, for wall-mounted cooling units, SK 3302.300/310 | SK filter mat, for wall-mounted-cooling unit SK 3302.300/3203.310, WHD: 190 x 95 x 10 mm | EC002513 | 3286110 | Rittal | 190 | 95 | 10 | 0.005 | x |  |  | 0.19 | 2021-05-01 | 9.92 | 3 | piece(s) | 4028177452640 | PK |  |  |  | 56039390
3286120 | SK | SK Metal filter, for wall-mounted cooling units SK 3302.300/310 | SK metal filters, for cooling unit 3302.300/.310, WHD: 190 x 95 x 10 mm | EC002513 | 3286120 | Rittal | 190 | 95 | 10 | 0.12 | x |  |  | 0.181 | 2021-05-01 | 46.2 | 1 | piece(s) | 4028177452657 | PCE |  |  |  | 76169100
3286300 | SK | SK Filter mat, for wall-mounted cooling units, SK 3302/3303/3361 | SK filter mat, for wall-mounted-cooling unit SK 3302/3303/3361, for Air/air heat exchanger 3126, WHD: 265 x 200 x 10 mm | EC002513 | 3286300 | Rittal | 265 | 200 | 10 | 0.048 | x |  |  | 0.618 | 2021-05-01 | 9.92 | 3 | piece(s) | 4028177325326 | PK |  |  |  | 56039390
3286310 | SK | SK Metal filter, for cooling units, air/air heat exchangers, WHD: 265x200x10 mm | SK metal filters, for cooling unit and Air/air heat exchanger, for SK 3302./3303./3361./3126., WHD: 265 x 200 x 10 mm | EC002513 | 3286310 | Rittal | 265 | 200 | 10 | 0.26 | x |  |  | 0.53 | 2021-05-01 | 46.2 | 1 | piece(s) | 4028177325364 | PCE |  |  |  | 76169100
3286400 | SK | SK Filter mat, for wall-mounted cooling units, SK 3304/05/28/29/32/66 | SK filter mat, for wall-mounted-cooling unit, for SK 3304/05/28/29/32/66, WHD: 344 x 268 x 10 mm | EC002513 | 3286400 | Rittal | 344 | 268 | 10 | 0.081 | x |  |  | 0.918 | 2021-05-01 | 10.6 | 3 | piece(s) | 4028177325333 | PK |  |  |  | 56039390
3286410 | SK | SK Metal filter, for cooling units, air/air heat exchangers, and chillers | SK metal filters, for cooling unit, Air/air heat exchanger and Chiller, WHD: 344 x 268 x 10 mm | EC002513 | 3286410 | Rittal | 344 | 268 | 10 | 0.38 | x |  |  | 0.932 | 2021-05-01 | 48.8 | 1 | piece(s) | 4028177325395 | PCE |  |  |  | 76169100
3286500 | SK | SK Filter mat, for roof-mounted cooling units, SK 3273, 3382/83/84/85/59 | SK filter mat, for roof-mounted-cooling unit, SK 3273, 3382/83/84/85/59, WHD: 530 x 255 x 10 mm | EC002513 | 3286500 | Rittal | 530 | 255 | 10 | 0.129 | x |  |  | 1.352 | 2021-05-01 | 11.3 | 3 | piece(s) | 4028177325340 | PK |  |  |  | 56039390
3286510 | SK | SK Metal filter, for cooling units, chillers, WHD: 530x255x10 mm | SK metal filters, for cooling unit, Chiller, WHD: 530 x 255 x 10 mm | EC002513 | 3286510 | Rittal | 530 | 255 | 10 | 0.44 | x |  |  | 1.325 | 2021-05-01 | 59.4 | 1 | piece(s) | 4028177325388 | PCE |  |  |  | 76169100
3286520 | SK | SK Metal filter, for chillers, WHD: 500x558x8 mm | SK metal filters, for Chiller 3320.600/3334.600, WHD: 500 x 558 x 8 mm | EC002513 | 3286520 | Rittal | 500 | 558 | 8 | 0.8 | x |  |  | 2.762 | 2021-05-01 | 101.7 | 1 | piece(s) | 4028177445079 | PCE |  |  |  | 76169100
3286530 | SK | SK Metal filter, for chillers, WHD: 600x1050x20 mm | SK metal filters, for Chiller , WHD: 595 x 1030 x 20 mm | EC002513 | 3286530 | Rittal | 595 | 1030 | 20 | 2.9 | x |  |  | 0.477 | 2021-05-01 | 133.8 | 1 | piece(s) | 4028177652675 | PCE |  |  |  | 73269098
3286540 | SK | SK Metal filter, for chillers, WHD: 1000x1035x20 mm | SK metal filters, for Chiller , WHD: 1000 x 1035 x 20 mm | EC002513 | 3286540 | Rittal | 1000 | 1035 | 20 | 4.9 | x |  |  | 51.912 | 2021-05-01 | 255.5 | 1 | piece(s) | 4028177652682 | PCE |  |  |  | 73269098
3286550 | SK | SK Metal filter, for chillers, WHD: 600x800x20 mm | SK metal filters, for Chiller , WHD: 595 x 780 x 20 mm | EC002513 | 3286550 | Rittal | 595 | 780 | 20 | 3.04 | x |  |  | 28.98 | 2021-05-01 | 121.6 | 1 | piece(s) | 4028177654013 | PCE |  |  |  | 73269098
3286560 | SK | Metal filter f. SK 3336.400/405/410/415, WxHxD 700 x 724 x 20 mm | SK metal filter for chillers, WHD: 700 x 724 x 20 mm | EC002513 | 3286560 | Rittal | 700 | 724 | 20 | 5.56 | x |  |  | 50 | 2021-05-01 | 257.1 | 2 | piece(s) | 4028177943858 | PK |  |  |  | 76169990
3286570 | SK | Metal filter f. SK 3336.430/435/450/455, WxHxD 945 x 765 x 20 mm | SK metal filter for chillers, WHD: 945 x 765 x 20 mm | EC002513 | 3286570 | Rittal | 945 | 765 | 20 | 5.56 | x |  |  | 50 | 2021-05-01 | 328 | 2 | piece(s) | 4028177943841 | PK |  |  |  | 76169100
3286600 | SK | SK Filter mat, for roof-mounted cooling units SK 3386/3387, WHD: 720x300x10 mm | SK filter mat, for roof-mounted-cooling unit SK 3386/3387, WHD: 720 x 300 x 10 mm | EC002513 | 3286600 | Rittal | 720 | 300 | 10 | 0.261 | x |  |  | 6.471 | 2021-05-01 | 12 | 3 | piece(s) | 4028177325357 | PK |  |  |  | 56039390
3286610 | SK | SK Metal filter, for cooling units, WHD: 720x300x10 mm | SK metal filters, for cooling unit 3386./3387., WHD: 720 x 300 x 10 mm | EC002513 | 3286610 | Rittal | 720 | 300 | 10 | 0.82 | x |  |  | 2.16 | 2021-05-01 | 76.6 | 1 | piece(s) | 4028177325371 | PCE |  |  |  | 76169100
3286700 | SK | SK Quick-change frame, for cooling units SK 3359/3382, Sheet steel | SK Quick-change frame, for cooling unit SK 3359/3382, Sheet steel | EC000331 | 3286700 | Rittal | 0 | 0 | 0 | 6.2 | x |  |  | 26.378 | 2021-05-01 | 130.5 | 1 | piece(s) | 4028177325401 | PCE |  |  |  | 73269098
3286780 | SK | SK Stoppers, for cooling units SK 3359/3382, Ø 80 mm | SK Stoppers, for cooling unit SK 3359/3382, Ø 80 mm | EC011444 | 3286780 | Rittal |  |  |  | 0.026 | x |  |  | 0.384 | 2021-05-01 | 6.62 | 2 | piece(s) | 4028177325463 | PK |  |  |  | 39269097
3286800 | SK | SK Quick-change frame, for cooling units SK 3209/10, 3383/84/85, Sheet steel | SK Quick-change frame, for cooling unit SK 3209/10, 3383/84/85, Sheet steel | EC000331 | 3286800 | Rittal | 0 | 0 | 0 | 7.5 | x |  |  | 33.941 | 2021-05-01 | 142.4 | 1 | piece(s) | 4028177325418 | PCE |  |  |  | 73269098
3286840 | SK | SK Air duct adaptor, for air duct system, and flat air duct system | SK Air duct adaptor, for SK 3359/3382, Material: ABS, Colour: RAL 9005 | EC002515 | 3286840 | Rittal |  |  |  | 0.678 | x |  |  | 0.717 | 2021-05-01 | 21 | 1 | piece(s) | 4028177686410 | PCE |  |  |  | 84159000
3286850 | SK | SK Flat air duct system, for cooling units, SK 3209/10, 3273, 3383/84/85 | SK Air duct system Flat, for SK 3209/3210/3273/3383/3384/3385/3359/3382, WHD: 229 x 1500 x 29 mm | EC011217 | 3286850 | Rittal |  |  |  | 3.5 | x |  |  | 41.175 | 2021-05-01 | 66 | 1 | piece(s) | 4028177557055 | PCE |  |  |  | 39269097
3286860 | SK | SK Flat duct extension, for flat air duct system SK 3286.850, Length: 1500 mm | SK Flat duct extension, for air duct system Flat SK 3286.850, Length: 1500 mm, flame-resistant plastic | EC011217 | 3286860 | Rittal |  |  |  | 2.8 | x |  |  | 69.768 | 2021-05-01 | 42.1 | 1 | piece(s) | 4028177557062 | PCE |  |  |  | 39269097
3286870 | SK | SK Air duct system, for cooling units, SK 3209/10, 3273, 3383/84/85 | SK Air duct system, for SK 3386/3387, WHD: 229 x 1500 x 29 mm | EC011444 | 3286870 | Rittal |  |  |  | 4.15 | x |  |  | 57 | 2021-05-01 | 64.8 | 1 | piece(s) | 4028177325449 | PCE |  |  |  | 39269097
3286880 | SK | SK Stoppers, for cooling units, SK 3209/10, 3273, 3383/84/85, Ø 100 mm | SK Stoppers, for cooling unit SK 3209/3210/3273/3383/3384/3385, Ø 100 mm | EC011444 | 3286880 | Rittal |  |  |  | 0.04 | x |  |  | 0.666 | 2021-05-01 | 7.9 | 2 | piece(s) | 4028177325470 | PK |  |  |  | 39269097
3286900 | SK | SK Quick-change frame, for cooling units SK 3386/3387, Sheet steel | SK Quick-change frame, for cooling unit SK 3386/3387, Sheet steel | EC000331 | 3286900 | Rittal | 0 | 0 | 0 | 10.1 | x |  |  | 58.121 | 2021-05-01 | 171.4 | 1 | piece(s) | 4028177325425 | PCE |  |  |  | 73269098
3286970 | SK | SK Air duct system, for cooling units SK 3386/3387, WHD: 229x1500x29 mm | SK Air duct system, for SK 3209/3210/3273/3359/3382/3383/3384/3385, WHD: 229 x 1500 x 29 mm | EC011444 | 3286970 | Rittal |  |  |  | 4.05 | x |  |  | 69.768 | 2021-05-01 | 64.8 | 1 | piece(s) | 4028177325456 | PCE |  |  |  | 39269097
3286980 | SK | SK Stoppers, for cooling units SK 3386/3387, Ø 150 mm | SK Stoppers, for cooling unit SK 3386/3387, Ø 150 mm | EC011444 | 3286980 | Rittal |  |  |  | 0.088 | x |  |  | 0.54 | 2021-05-01 | 9.25 | 2 | piece(s) | 4028177325487 | PK |  |  |  | 39269097
3286990 | SK | SK Deflector, 90°, for air duct system, Flame-resistant plastic | SK Deflector 90°, for air duct system | EC011217 | 3286990 | Rittal |  |  |  | 0.14 | x |  |  | 0.9 | 2021-05-01 | 27.7 | 1 | piece(s) | 4028177368156 | PCE |  |  |  | 39269097
3301320 | SK | SK Vertical shielding, WHD: 210x1915x110 mm | SK Vertical shielding, Sealing between side panel/LCP and 482.6 mm (19") level, WHD: 210x1915x110 mm, for enclosure height 2000 mm, Cellular PU foam, self-adhesive on one side | EC002620 | 3301320 | Rittal | 210 | 1915 | 110 | 1.335 | x |  |  | 54.223 | 2021-05-01 | 50.7 | 1 | piece(s) | 4028177504424 | PCE |  |  |  | 39269097
3301370 | SK | SK Vertical shielding, WHD: 110x1915x110 mm | SK Vertical shielding, Sealing between side panel/LCP and 482.6 mm (19") level, WHD: 110x1915x110 mm, Cellular PU foam, self-adhesive on one side | EC002620 | 3301370 | Rittal | 110 | 1915 | 110 | 0.719 | x |  |  | 24.7 | 2021-05-01 | 38.2 | 1 | piece(s) | 4028177542068 | PCE |  |  |  | 39269097
3301380 | SK | SK Vertical shielding, WHD: 84x1910x84 mm | SK Vertical shielding, Sealing between side panel/LCP and 482.6 mm (19") level, WHD: 84x1910x84 mm, Cellular PU foam, self-adhesive on one side | EC002620 | 3301380 | Rittal | 84 | 1910 | 84 | 0.502 | x |  |  | 18.81 | 2021-05-01 | 31.8 | 1 | piece(s) | 4028177507975 | PCE |  |  |  | 39269097
3301390 | SK | SK Vertical shielding, WHD: 184x1910x84 mm | SK Vertical shielding, Sealing between side panel/LCP and 482.6 mm (19") level, WHD: 184x1910x84 mm, Cellular PU foam, self-adhesive on one side | EC002620 | 3301390 | Rittal | 184 | 1910 | 84 | 0.918 | x |  |  | 31.635 | 2021-05-01 | 42.3 | 1 | piece(s) | 4028177507999 | PCE |  |  |  | 39269097
3301391 | SK | SK Air duct, For horizontal air flow, H: 1 U, depth-variable 223 - 356 mm | SK Air duct, For horizontal air flow, 1 U, Depth-variable 223 - 356 mm, Sheet steel, RAL 9005 | EC011217 | 3301391 | Rittal | 482.6 | 1 | 0 | 3.32 | x |  |  | 27.648 | 2021-05-01 | 101.9 | 1 | piece(s) | 4028177716629 | PCE |  |  |  | 73269098
3301392 | SK | SK Air duct, For side air flow, H: 2 U, depth-variable 275 - 418 mm | SK Air duct, For side air flow, 2 U, Depth-variable 275 - 418 mm, Sheet steel, RAL 9005 | EC011217 | 3301392 | Rittal | 0 | 2 | 0 | 1.8 | x |  |  | 11.856 | 2021-05-01 | 114.8 | 1 | piece(s) | 4028177716612 | PCE |  |  |  | 73269098
3301500 | SK | SK Condensate evaporator, electric, 115 - 230 V, 50/60 Hz, W: 280 mm | SK Electric condensate evaporator, 115-230 V, 1~, 50/60 Hz, WHD: 280 x 129 x 105 mm | EC002009 | 3301500 | Rittal | 280 | 129 | 105 | 1.4 | x |  |  | 8.5 | 2021-05-01 | 193.1 | 1 | piece(s) | 4028177695511 | PCE |  |  |  | 84159000
3301505 | SK | SK Condensate evaporator, electric, 115 - 230 V, 50/60 Hz, W: 400 mm | SK Electric condensate evaporator, 115-230 V, 1~, 50/60 Hz, WHD: 400 x 129 x 105 mm | EC002009 | 3301505 | Rittal | 400 | 129 | 105 | 1.7 | x |  |  | 11.375 | 2021-05-01 | 218.6 | 1 | piece(s) | 4028177695528 | PCE |  |  |  | 84189910
3301600 | SK | Condensate collecting bottle | SK Condensate collecting bottle, Capacity approximately 0.75 l | EC002009 | 3301600 | Rittal |  |  |  | 0.16 | x |  |  | 1.127 | 2021-05-01 | 17 | 1 | piece(s) | 4028177227958 | PCE |  |  |  | 39269097
3301606 | SK | SK Condensate hose, Ø 6 x 1 mm, L: 5 m | SK Condensate hose, Ø 6 x 1 mm, length 5 m | EC002009 | 3301606 | Rittal |  |  |  | 0.14 | x |  |  | 1.296 | 2021-05-01 | 14.3 | 1 | piece(s) | 4028177617735 | PCE |  |  |  | 39269097
3301608 | SK | SK Condensate hose, Ø 8 x 1.5 mm, L: 10 m | SK Condensate hose, Ø 8 x 1.5 mm, length 10 m | EC002009 | 3301608 | Rittal |  |  |  | 0.54 | x |  |  | 4.05 | 2021-05-01 | 16.3 | 1 | piece(s) | 4028177438286 | PCE |  |  |  | 39269097
3301610 | SK | SK Condensate hose, Ø 10 x 1.5 mm, L: 10 m | SK Condensate hose, Ø 10 x 1.5 mm, length 10 m | EC002009 | 3301610 | Rittal |  |  |  | 0.74 | x |  |  | 6.084 | 2021-05-01 | 16.4 | 1 | piece(s) | 4028177438293 | PCE |  |  |  | 39269097
3301612 | SK | SK Condensate hose, Ø 12 x 2 mm, L: 10 m | SK Condensate hose, Ø 12 x 2 mm, length 10 m | EC002009 | 3301612 | Rittal |  |  |  | 1.06 | x |  |  | 7.168 | 2021-05-01 | 20.5 | 1 | piece(s) | 4028177438309 | PCE |  |  |  | 39269097
3301800 | SK | SK Roof-mounted cooling unit for IT equipment, WHD: 597x417x895 mm | SK Roof-mounted cooling unit, For cooling IT equipment, Control of the server air infeed temperature, WHD: 597x417x895 mm, 230 V, 1~, 50 Hz | EC000855 | 3301800 | Rittal | 597 | 417 | 895 | 97 | x |  |  | 414.091 | 2021-05-01 | 3642 | 1 | piece(s) | 4028177558298 | PCE |  |  |  | 84158200
3301930 | SK | SK Flow regulator valve, 3/4x1/2" for volumetric flow control | SK Flow regulator valve, 3/4x1/2" volumetric flow control, for Air/water heat exchanger | EC002620 | 3301930 | Rittal |  |  |  | 0.174 | x |  |  | 0.101 | 2021-05-01 | 49.8 | 1 | piece(s) | 4028177448650 | PCE |  |  |  | 84818073
3301940 | SK | SK Flow regulator valve, 3/4x3/4" for volumetric flow control | SK Flow regulator valve, 3/4x3/4" volumetric flow control, for Air/water heat exchanger | EC002620 | 3301940 | Rittal |  |  |  | 0.18 | x |  |  | 0.11 | 2021-05-01 | 49.8 | 1 | piece(s) | 4028177448667 | PCE |  |  |  | 84818073
3301950 | SK | SK Cooling medium for chillers, Antifreeze/water mixture 1:2, Container: 10 l | SK Cooling medium for Chiller, Antifreeze/water mixture : 1:2, Container: 10 l, Outdoor | EC001243 | 3301950 | Rittal |  |  |  | 12 | x |  |  | 11.22 | 2021-05-01 | 37.2 | 1 | piece(s) | 4028177448674 | PCE |  |  |  | 38200000
3301955 | SK | SK Cooling medium for chillers, Antifreeze/water mixture 1:2, Container: 25 l | SK Cooling medium for Chiller, Antifreeze/water mixture : 1:2, Container: 25 l, Outdoor | EC001243 | 3301955 | Rittal |  |  |  | 26 | x |  |  | 40.6 | 2021-05-01 | 92.2 | 1 | piece(s) | 4028177508323 | PCE |  |  |  | 38200000
3301960 | SK | SK Cooling medium for chillers, Antifreeze/water mixture 1:4, Container: 10 l | SK Cooling medium for Chiller, Antifreeze/water mixture : 1:4, Container: 10 l | EC001243 | 3301960 | Rittal |  |  |  | 12 | x |  |  | 10.98 | 2021-05-01 | 29.6 | 1 | piece(s) | 4028177448681 | PCE |  |  |  | 38200000
3301965 | SK | SK Cooling medium for chillers, Antifreeze/water mixture 1:4, Container: 25 l | SK Cooling medium for Chiller, Antifreeze/water mixture : 1:4, Container: 25 l | EC001243 | 3301965 | Rittal |  |  |  | 26.07 | x |  |  | 32.534 | 2021-05-01 | 74 | 1 | piece(s) | 4028177508330 | PCE |  |  |  | 38200000
3302100 | SK | SK TopTherm cooling unit, Wall-mounted, 0.36 kW, 230 V, 1~, 50/60 Hz | SK cooling unit TopTherm, wall-mounted, 0.36 kW, 230 V, 1~, 50/60 Hz, Sheet steel, WHD: 280 x 550 x 140 mm | EC000855 | 3302100 | Rittal | 280 | 550 | 140 | 13 | x |  |  | 34.091 | 2021-05-01 | 640 | 1 | piece(s) | 4028177317215 | PCE |  |  |  | 84158200
3302110 | SK | SK TopTherm cooling unit, Wall-mounted, 0.38 kW, 115 V, 1~, 60 Hz, Sheet steel | SK cooling unit TopTherm, wall-mounted, 0.38 kW, 115 V, 1~, 60 Hz, Sheet steel, WHD: 280 x 550 x 140 mm | EC000855 | 3302110 | Rittal | 280 | 550 | 140 | 13 | x |  |  | 34.632 | 2021-05-01 | 654 | 1 | piece(s) | 4028177322813 | PCE |  |  |  | 84158200
3302200 | SK | SK TopTherm cooling unit, Wall-mounted, 0.36 kW, 230 V, 1~, 50/60 Hz | SK cooling unit TopTherm, wall-mounted, 0.36 kW, 230 V, 1~, 50/60 Hz, Stainless steel, WHD: 280 x 550 x 140 mm | EC000855 | 3302200 | Rittal | 280 | 550 | 140 | 13 | x |  |  | 38.643 | 2021-05-01 | 880 | 1 | piece(s) | 4028177379602 | PCE |  |  |  | 84158200
3302300 | SK | SK TopTherm cooling unit, Wall-mounted, horizontal format | SK cooling unit TopTherm, wall-mounted, horizontal format, 0.36 kW, 230 V, 1~, 50/60 Hz, Sheet steel, WHD: 525 x 340 x 153 mm | EC000855 | 3302300 | Rittal | 525 | 340 | 153 | 13 | x |  |  | 44.747 | 2021-05-01 | 705 | 1 | piece(s) | 4028177429796 | PCE |  |  |  | 84158200
3302310 | SK | SK TopTherm cooling unit, Wall-mounted, horizontal format | SK cooling unit TopTherm, wall-mounted, horizontal format, 0.38 kW, 115 V, 1~, 60 Hz, Sheet steel, WHD: 525 x 340 x 153 mm | EC000855 | 3302310 | Rittal | 525 | 340 | 153 | 13 | x |  |  | 30.809 | 2021-05-01 | 731 | 1 | piece(s) | 4028177429802 | PCE |  |  |  | 84158200
3303500 | SK | SK Blue e cooling unit, Wall-mounted, 0.55 kW, 230 V, 1~, 50/60 Hz, Sheet steel | SK cooling unit Blue e, wall-mounted, 0.55 kW, 230 V, 1~, 50/60 Hz, Sheet steel, WHD: 280 x 550 x 210 mm | EC000855 | 3303500 | Rittal | 280 | 550 | 210 | 17 | x |  |  | 45.738 | 2021-05-01 | 932 | 1 | piece(s) | 4028177322844 | PCE |  |  |  | 84158200
3303504 | SK | SK Blue e cooling unit, Wall-mounted, NEMA 4X, 0.55 kW, 230 V, 1~, 50/60 Hz | SK cooling unit Blue e, wall-mounted, NEMA 4X, 0.55 kW, 230 V, 1~, 50/60 Hz, Stainless steel, WHD: 285 x 620 x 298 mm | EC000855 | 3303504 | Rittal | 285 | 620 | 298 | 25 | x |  |  | 306.88 | 2021-05-01 | 2065 | 1 | piece(s) | 4028177384255 | PCE |  |  |  | 84158200
3303508 | SK | Cooling unit Blue e, wall-mounted, UL Type 3R/4, 0.46 kW, 285 x 620 x 298 mm | SK cooling unit Blue e, wall-mounted, UL Type 3R/4,, 0.46 kW, 230 V, 1~, 50/60 Hz,, Sheet steel,, WHD: 285 x 620 x 298 mm, | EC000855 | 3303508 | Rittal | 285 | 620 | 298 | 25 | x |  |  | 346.788 | 2021-05-01 | 1211 | 1 | piece(s) | 4028177943674 | PCE |  |  |  | 84158200
3303510 | SK | SK Blue e cooling unit, Wall-mounted, 0.66 kW, 115 V, 1~, 60 Hz, Sheet steel | SK cooling unit Blue e, wall-mounted, 0.66 kW, 115 V, 1~, 60 Hz, Sheet steel, WHD: 280 x 550 x 210 mm | EC000855 | 3303510 | Rittal | 280 | 550 | 210 | 17 | x |  |  | 46.848 | 2021-05-01 | 1083 | 1 | piece(s) | 4028177322837 | PCE |  |  |  | 84158200
3303514 | SK | SK Blue e cooling unit, Wall-mounted, NEMA 4X, 0.66 kW, 115 V, 1~, 60 Hz | SK cooling unit Blue e, wall-mounted, NEMA 4X, 0.66 kW, 115 V, 1~, 60 Hz, Stainless steel, WHD: 285 x 620 x 298 mm | EC000855 | 3303514 | Rittal | 285 | 620 | 298 | 25 | x |  |  | 45.477 | 2021-05-01 | 2180 | 1 | piece(s) | 4028177384279 | PCE |  |  |  | 84158200
3303518 | SK | Cooling unit Blue e, wall-mounted, UL Type 3R/4, 0.55 kW, 285 x 620 x 298 mm | SK cooling unit Blue e, wall-mounted, UL Type 3R/4,, 0.55 kW, 115 V, 1~, 60 Hz,, Sheet steel,, WHD: 285 x 620 x 298 mm, | EC000855 | 3303518 | Rittal | 285 | 620 | 298 | 25 | x |  |  | 299.052 | 2021-05-01 | 1408 | 1 | piece(s) | 4028177943681 | PCE |  |  |  | 84158200
3303600 | SK | SK Blue e cooling unit, Wall-mounted, 0.55 kW, 230 V, 1~, 50/60 Hz | SK cooling unit Blue e, wall-mounted, 0.55 kW, 230 V, 1~, 50/60 Hz, Stainless steel, WHD: 280 x 550 x 210 mm | EC000855 | 3303600 | Rittal | 280 | 550 | 210 | 17 | x |  |  | 47.824 | 2021-05-01 | 1462 | 1 | piece(s) | 4028177379640 | PCE |  |  |  | 84158200
3304500 | SK | SK Blue e cooling unit, Wall-mounted, 1.1 kW, 230 V, 1~, 50/60 Hz, Sheet steel | SK cooling unit Blue e, wall-mounted, 1.1 kW, 230 V, 1~, 50/60 Hz, Sheet steel, WHD: 400 x 950 x 260 mm | EC000855 | 3304500 | Rittal | 400 | 950 | 260 | 39 | x |  |  | 167.508 | 2021-05-01 | 1044 | 1 | piece(s) | 4028177322936 | PCE |  |  |  | 84158200
3304504 | SK | SK Blue e cooling unit, Wall-mounted, NEMA 4X, 1.1 kW, 230 V, 1~, 50/60 Hz | SK cooling unit Blue e, wall-mounted, NEMA 4X, 1.1 kW, 230 V, 1~, 50/60 Hz, Stainless steel, WHD: 405 x 1020 x 358 mm | EC000855 | 3304504 | Rittal | 405 | 1020 | 358 | 49 | x |  |  | 163.671 | 2021-05-01 | 2545 | 1 | piece(s) | 4028177384293 | PCE |  |  |  | 84158200
3304508 | SK | Cooling unit Blue e, wall-mounted, UL Type 3R/4, 1.1 kW, 405 x 1020 x 358 mm | SK cooling unit Blue e, wall-mounted, UL Type 3R/4,, 1.1 kW, 230 V, 1~, 50/60 Hz,, Sheet steel,, WHD: 405 x 1020 x 358 mm, | EC000855 | 3304508 | Rittal | 405 | 1020 | 358 | 49 | x |  |  | 576 | 2021-05-01 | 1409 | 1 | piece(s) | 4028177943698 | PCE |  |  |  | 84158200
3304510 | SK | SK Blue e cooling unit, Wall-mounted, 1.1 kW, 115 V, 1~, 50/60 Hz, Sheet steel | SK cooling unit Blue e, wall-mounted, 1.1 kW, 115 V, 1~, 50/60 Hz, Sheet steel, WHD: 400 x 950 x 260 mm | EC000855 | 3304510 | Rittal | 400 | 950 | 260 | 44 | x |  |  | 162.432 | 2021-05-01 | 1178 | 1 | piece(s) | 4028177322929 | PCE |  |  |  | 84158200
3304540 | SK | SK Blue e cooling unit, Wall-mounted, 1.1 kW, 400/460 V, 3~, 50/60 Hz | SK cooling unit Blue e, wall-mounted, 1.1 kW, 400-460 V, 3~, 50/60 Hz, Sheet steel, WHD: 400 x 950 x 260 mm | EC000855 | 3304540 | Rittal | 400 | 950 | 260 | 40 | x |  |  | 167.508 | 2021-05-01 | 1177 | 1 | piece(s) | 4028177322943 | PCE |  |  |  | 84158200
3304544 | SK | SK Blue e cooling unit, Wall-mounted, NEMA 4X, 1.1 kW, 400/460 V, 3~, 50/60 Hz | SK cooling unit Blue e, wall-mounted, NEMA 4X, 1.1 kW, 400-460 V, 3~, 50/60 Hz, Stainless steel, WHD: 405 x 1020 x 358 mm | EC000855 | 3304544 | Rittal | 405 | 1020 | 358 | 50 | x |  |  | 288 | 2021-05-01 | 2672 | 1 | piece(s) | 4028177384330 | PCE |  |  |  | 84158200
3304548 | SK | Cooling unit Blue e, wall-mounted, UL Type 3R/4, 1.15 kW, 405 x 1020 x 358 mm | SK cooling unit Blue e, wall-mounted, UL Type 3R/4,, 1.15 kW, 400 V, 3~, 50 Hz, 460 V, 3~, 60 Hz,, Sheet steel,, WHD: 405 x 1020 x 358 mm, | EC000855 | 3304548 | Rittal | 405 | 1020 | 358 | 50 | x |  |  | 476.064 | 2021-05-01 | 1589 | 1 | piece(s) | 4028177943711 | PCE |  |  |  | 84158200
3304600 | SK | SK Blue e cooling unit, Wall-mounted, 1.1 kW, 230 V, 1~, 50/60 Hz | SK cooling unit Blue e, wall-mounted, 1.1 kW, 230 V, 1~, 50/60 Hz, Stainless steel, WHD: 400 x 950 x 260 mm | EC000855 | 3304600 | Rittal | 400 | 950 | 260 | 39 | x |  |  | 162.432 | 2021-05-01 | 1487 | 1 | piece(s) | 4028177379695 | PCE |  |  |  | 84158200
3304640 | SK | SK Blue e cooling unit, Wall-mounted, 1.1 kW, 400/460 V, 3~, 50/60 Hz | SK cooling unit Blue e, wall-mounted, 1.1 kW, 400-460 V, 3~, 50/60 Hz, Stainless steel, WHD: 400 x 950 x 260 mm | EC000855 | 3304640 | Rittal | 400 | 950 | 260 | 40 | x |  |  | 167.508 | 2021-05-01 | 1622 | 1 | piece(s) | 4028177379701 | PCE |  |  |  | 84158200
3305500 | SK | SK Blue e cooling unit, Wall-mounted, 1.6 kW, 230 V, 1~, 50/60 Hz, Sheet steel | SK cooling unit Blue e, wall-mounted, 1.6 kW, 230 V, 1~, 50/60 Hz, Sheet steel, WHD: 400 x 950 x 260 mm | EC000855 | 3305500 | Rittal | 400 | 950 | 260 | 41 | x |  |  | 167.508 | 2021-05-01 | 1518 | 1 | piece(s) | 4028177322998 | PCE |  |  |  | 84158200
3305504 | SK | SK Blue e cooling unit, Wall-mounted, NEMA 4X, 1.6 kW, 230 V, 1~, 50/60 Hz | SK cooling unit Blue e, wall-mounted, NEMA 4X, 1.6 kW, 230 V, 1~, 50/60 Hz, Stainless steel, WHD: 405 x 1020 x 358 mm | EC000855 | 3305504 | Rittal | 405 | 1020 | 358 | 51 | x |  |  | 168.966 | 2021-05-01 | 2780 | 1 | piece(s) | 4028177384354 | PCE |  |  |  | 84158200
3305510 | SK | SK Blue e cooling unit, Wall-mounted, 1.6 kW, 115 V, 1~, 50/60 Hz, Sheet steel | SK cooling unit Blue e, wall-mounted, 1.6 kW, 115 V, 1~, 50/60 Hz, Sheet steel, WHD: 400 x 950 x 260 mm | EC000855 | 3305510 | Rittal | 400 | 950 | 260 | 46 | x |  |  | 155.682 | 2021-05-01 | 1642 | 1 | piece(s) | 4028177322981 | PCE |  |  |  | 84158200
3305540 | SK | SK Blue e cooling unit, Wall-mounted, 1.6 kW, 400/460 V, 3~, 50/60 Hz | SK cooling unit Blue e, wall-mounted, 1.6 kW, 400-460 V, 3~, 50/60 Hz, Sheet steel, WHD: 400 x 950 x 260 mm | EC000855 | 3305540 | Rittal | 400 | 950 | 260 | 42 | x |  |  | 167.508 | 2021-05-01 | 1617 | 1 | piece(s) | 4028177323001 | PCE |  |  |  | 84158200
3305544 | SK | SK Blue e cooling unit, Wall-mounted, NEMA 4X, 1.6 kW, 400/460 V, 3~, 50/60 Hz | SK cooling unit Blue e, wall-mounted, NEMA 4X, 1.6 kW, 400-460 V, 3~, 50/60 Hz, Stainless steel, WHD: 405 x 1020 x 358 mm | EC000855 | 3305544 | Rittal | 405 | 1020 | 358 | 52 | x |  |  | 491.144 | 2021-05-01 | 2790 | 1 | piece(s) | 4028177384439 | PCE |  |  |  | 84158200
3305548 | SK | Cooling unit Blue e, wall-mounted, UL Type 3R/4, 1.49 kW, 405 x 1020 x 358 mm | SK cooling unit Blue e, wall-mounted, UL Type 3R/4,, 1.49 kW, 400 V, 3~, 50 Hz, 460 V, 3~, 60 Hz,, Sheet steel,, WHD: 405 x 1020 x 358 mm, | EC000855 | 3305548 | Rittal | 405 | 1020 | 358 | 52 | x |  |  | 546 | 2021-05-01 | 2020 | 1 | piece(s) | 4028177943742 | PCE |  |  |  | 84158200
3307700 | SK | SK Modular climate control concept, Blue e cooling module | SK modular climate control concept, Cooling module Blue e, 1.50/1.55 kW, 230 V, 1~, 50/60 Hz | EC002510 | 3307700 | Rittal |  |  |  | 68 | x |  |  | 304.601 | 2021-05-01 | 1310 | 1 | piece(s) | 4028177559448 | PCE |  |  |  | 84158200
3307740 | SK | SK Modular climate control concept, Blue e cooling module | SK modular climate control concept, Cooling module Blue e, 1.50/1.55 kW, 400-460 V, 3~, 50/60 Hz | EC002510 | 3307740 | Rittal |  |  |  | 68 | x |  |  | 303.669 | 2021-05-01 | 1426 | 1 | piece(s) | 4028177559462 | PCE |  |  |  | 84158200
3310700 | SK | SK Modular climate control concept, Blue e cooling module | SK modular climate control concept, Cooling module Blue e, 2.5/2.52 kW, 230 V, 1~, 50/60 Hz | EC002510 | 3310700 | Rittal |  |  |  | 73 | x |  |  | 303.669 | 2021-05-01 | 1548 | 1 | piece(s) | 4028177559554 | PCE |  |  |  | 84158200
3310740 | SK | SK Modular climate control concept, Blue e cooling module | SK modular climate control concept, Cooling module Blue e, 2.5/2.52 kW, 400-460 V, 3~, 50/60 Hz | EC002510 | 3310740 | Rittal |  |  |  | 72 | x |  |  | 303.669 | 2021-05-01 | 1627 | 1 | piece(s) | 4028177559820 | PCE |  |  |  | 84158200
3311030 | SK | SKTouchscreen display, colour, For LCP Rack/Inline CW | SK Touchscreen display, colour, For LCP Rack/Inline CW | EC002515 | 3311030 | Rittal |  |  |  | 0.373 | x |  |  | 1.728 | 2021-05-01 | 403 | 1 | piece(s) | 4028177663718 | PCE |  |  |  | 85312040
3311040 | SK | SK Connection hose, bottom and top, L: 1800 mm, For LCP Rack/Inline CW | SK Connection hose, For water connection at the bottom and top, For LCP Rack/Inline CW, L: 1800 mm | EC002515 | 3311040 | Rittal |  |  |  | 7.812 | x |  |  | 23.023 | 2021-05-01 | 415 | 2 | piece(s) | 4028177663725 | PK |  |  |  | 39173900
3311161 | SK | SK Aisle containment, Door element, WxH: 3200x2000 mm, For D: 1000 mm | SK Aisle containment, Door element, WxH: 3200x2000 mm, For enclosure depth: 1000 mm, RAL 7035 | EC002525 | 3311161 | Rittal | 3200 | 2000 | 0 | 120 | x |  |  | 0 | 2021-05-01 | - € | 1 | piece(s) | 4028177716926 | PCE |  |  |  | 94039010
3311163 | SK | SK Aisle containment, Door element, WxH: 3600x2000 mm, For D: 1200 mm | SK Aisle containment, Door element, WxH: 3600x2000 mm, For enclosure depth: 1200 mm, RAL 7035 | EC002525 | 3311163 | Rittal | 3600 | 2000 | 0 | 150 | x |  |  | 0 | 2021-05-01 | - € | 1 | piece(s) | 4028177716933 | PCE |  |  |  | 94039010
3311170 | SK | SK Aisle containment, Roof element, centre, WxD: 600x1200 mm | SK Aisle containment, Roof element, centre, WxD: 600x1200 mm, RAL 7035 | EC002525 | 3311170 | Rittal | 600 | 0 | 1200 | 30 | x |  |  | 0 | 2021-05-01 | - € | 1 | piece(s) | 4028177716940 | PCE |  |  |  | 73269098
3311180 | SK | SK Aisle containment, Roof element, centre, WxD: 800x1200 mm | SK Aisle containment, Roof element, centre, WxD: 800x1200 mm, RAL 7035 | EC002525 | 3311180 | Rittal | 800 | 0 | 1200 | 35 | x |  |  | 0 | 2021-05-01 | - € | 1 | piece(s) | 4028177716957 | PCE |  |  |  | 73269098
3311190 | SK | SK Aisle containment, Roof element, centre, WxD: 300x1200 mm | SK Aisle containment, Roof element, centre, WxD: 300x1200 mm, RAL 7035 | EC002525 | 3311190 | Rittal | 300 | 0 | 1200 | 20 | x |  |  | 0 | 2021-05-01 | - € | 1 | piece(s) | 4028177716964 | PCE |  |  |  | 73269098
3311200 | SK | SK Aisle containment, Roof element, centre, WxD: 900x1200 mm | SK Aisle containment, Roof element, centre, WxD: 900x1200 mm, RAL 7035 | EC002525 | 3311200 | Rittal | 900 | 0 | 1200 | 30 | x |  |  | 0 | 2021-05-01 | - € | 1 | piece(s) | 4028177716971 | PCE |  |  |  | 73269098
3311210 | SK | SK Aisle containment, Roof element, centre, WxD: 1100x1200 mm | SK Aisle containment, Roof element, centre, WxD: 1100x1200 mm, RAL 7035 | EC002525 | 3311210 | Rittal | 1100 | 0 | 1200 | 33 | x |  |  | 0 | 2021-05-01 | 451 | 1 | piece(s) | 4028177661868 | PCE |  |  |  | 73269098
3311270 | SK | SK Aisle containment, Roof element, start/end, WxD: 600x1200 mm | SK Aisle containment, Roof element, start/end, WxD: 600x1200 mm, RAL 7035 | EC002525 | 3311270 | Rittal | 600 | 0 | 1200 | 30 | x |  |  | 0 | 2021-05-01 | - € | 1 | piece(s) | 4028177716988 | PCE |  |  |  | 73269098
3311280 | SK | SK Aisle containment, Roof element, start/end, WxD: 800x1200 mm | SK Aisle containment, Roof element, start/end, WxD: 800x1200 mm, RAL 7035 | EC002525 | 3311280 | Rittal | 800 | 0 | 1200 | 28 | x |  |  | 0 | 2021-05-01 | - € | 1 | piece(s) | 4028177716995 | PCE |  |  |  | 73269098
3311360 | SK | SK Condenser unit, 12 kW, For LCP DX, For roof- and wall mounting | SK Condenser unit, Air-cooled condenser unit for LCP Rack/Inline DX, for roof- and wall mounting, Installed axial fans: 2, Connection, liquid side: 22 mm, external thread | EC002515 | 3311360 | Rittal | 1303 | 915 | 620 | 29 | x |  |  | 630 | 2021-05-01 | 1211 | 1 | piece(s) | 4028177691438 | PCE |  |  |  | 84189910
3311363 | SK | SK High temperature condenser LCP DX | SK High temperature condenser LCP DX | EC002515 | 3311363 | Rittal | 2282 | 480 | 508 | 68 | x |  |  | 1138.176 | 2021-05-01 | 2074 | 1 | piece(s) | 4028177716643 | PCE |  |  |  | 84189910
3311370 | SK | Condenser unit for LCP Inline DX, 35 kW, for roof- and wall mounting | SK Condenser unit, Air-cooled condenser unit for LCP Inline DX, 35 kW, for roof- and wall mounting, Installed axial fans: 2, Connection, liquid side: 22 mm, external thread | EC002515 | 3311370 | Rittal | 2293 | 1270 | 1110 | 120 | x |  |  | 2240 | 2021-05-01 | 2716 | 1 | piece(s) | 4028177691445 | PCE |  |  |  | 84189910
3311380 | SK | SK Condenser, 35 kW, LCP DX/FC | SK Condenser, 35 kW, LCP DX/FC | EC002515 | 3311380 | Rittal | 3048 | 1270 | 1100 | 285 | x |  |  | 0 | 2021-05-01 | 6200 | 1 | piece(s) | 4028177811683 | PCE |  |  |  | 84189910
3311490 | SK | SK LCU DX split cooling unit 3 kW | SK LCU DX split cooling unit 3 kW, Refrigerant-based cooling of TS IT racks, and Micro Data Center, 1 x external unit with inverter regulated compressor, 1 x internal unit, single | EC000855 | 3311490 | Rittal |  |  |  | 116 | x |  |  | 1664.64 | 2021-05-01 | 5084 | 1 | piece(s) | 4028177709348 | PCE |  |  |  | 84158200
3311491 | SK | SK LCU DX split cooling unit 3 kW | SK LCU DX split cooling unit 3 kW, Refrigerant-based cooling of TS IT racks, and Micro Data Center, 2 x external units with inverter regulated compressors, 1 x internal unit, redundant | EC000855 | 3311491 | Rittal |  |  |  | 161 | x |  |  | 1632 | 2021-05-01 | 8702 | 1 | piece(s) | 4028177709331 | PCE |  |  |  | 84158200
3311492 | SK | SK LCU DX split cooling unit 6,5 kW | SK LCU DX split cooling unit 6,5 kW, Refrigerant-based cooling of TS IT racks, and Micro Data Center, 1 x external unit with inverter regulated compressor, 1 x internal unit, single | EC000855 | 3311492 | Rittal |  |  |  | 121.5 | x |  |  | 1632 | 2021-05-01 | 7345 | 1 | piece(s) | 4028177709300 | PCE |  |  |  | 84158200
3311493 | SK | SK LCU DX split cooling unit 6,5 kW | SK LCU DX split cooling unit 6,5 kW, Refrigerant-based cooling of TS IT racks, and Micro Data Center, 2 x external units with inverter regulated compressors, 1 x internal unit, redundant | EC000855 | 3311493 | Rittal |  |  |  | 184 | x |  |  | 1680 | 2021-05-01 | 10739 | 1 | piece(s) | 4028177709362 | PCE |  |  |  | 84158200
3311495 | SK | SK Refrigerant lines for 3 kW unit, L: 20 m, Ø: 1/2" and 3/8" | SK Refrigerant lines, for 3 kW unit, L: 20 m, Intake gas line Ø: 1/2", Liquid line Ø: 1/4" | EC000855 | 3311495 | Rittal |  |  |  | 11 | x |  |  | 129.6 | 2021-05-01 | 561 | 1 | piece(s) | 4028177709317 | PCE |  |  |  | 84158200
3311496 | SK | SK Refrigerant lines for 6,5 kW unit, L: 20 m, Ø: 1/2" and 3/8" | SK Refrigerant lines, for 6,5 kW unit, L: 20 m, Intake gas line Ø: 5/8", Liquid line Ø: 3/8" | EC000855 | 3311496 | Rittal |  |  |  | 16 | x |  |  | 129.6 | 2021-05-01 | 595 | 1 | piece(s) | 4028177709355 | PCE |  |  |  | 39173900
3312012 | SK | SK Condensate pump Kit, For LCP CW | SK Condensate pump Kit, For LCP CW | EC000855 | 3312012 | Rittal |  |  |  | 2.98 | x |  |  | 20.4 | 2021-05-01 | 585 | 1 | piece(s) | 4028177918825 | PCE |  |  |  | 94032080
3312081 | SK | Rear adaptor LCP Inline CW VX IT | SK rear adaptor for depth compensation, ICP Inline CW, based on VX IT, WHD: 300 x 2000 x 200 mm, sheet steel, spray finished, RAL 7035 | EC002515 | 3312081 | Rittal | 300 | 2000 | 200 | 22.6 | x |  |  | 0 | 2021-05-01 | - € | 1 | piece(s) | 4028177951334 | PCE |  |  |  | 84159000
3312800 | SK | Roof-mounted cooling unit Blue e+, 1.6 kW, RAL 7035 | SK IT roof-mounted cooling unit Blue e+, 1.6 kW, for energy-efficient cooling of IT racks | EC000855 | 3312800 | Rittal | 700 | 308 | 560 | 38 | x |  |  | 250.848 | 2021-05-01 | 1825 | 1 | piece(s) | 4028177942431 | PCE |  |  |  | 84158200
3312805 | SK | SK IT roof plate VX, 800 x 800 with mounting cut-out for cooling unit, RAL 7035 | SK IT roof plate for VX IT, with mounting cut-out for 3312.800 cooling unit, WD: 800 x 800 mm, RAL 7035 | EC000744 | 3312805 | Rittal | 0 | 0 | 0 | 0 | x |  |  | 0 | 2021-05-01 | - € | 1 | piece(s) | 4028177958401 | PCE |  |  |  | 94039010
3312806 | SK | SK IT roof plate for VX,800x1000 with mounting cut-out for cooling unit,RAL 7035 | SK IT roof plate for VX IT, with mounting cut-out for 3312800 cooling unit, WD: 800 x 1000 mm, RAL 7035 | EC000744 | 3312806 | Rittal | 0 | 0 | 0 | 0 | x |  |  | 0 | 2021-05-01 | - € | 1 | piece(s) | 4028177958395 | PCE |  |  |  | 94039010
3312807 | SK | SK IT roof plate for VX,800x1200 with mounting cut-out for cooling unit,RAL 7035 | SK IT roof plate for VX IT, with mounting cut-out for 3312800 cooling unit, WD: 800 x 1200 mm, RAL 7035 | EC000744 | 3312807 | Rittal | 0 | 0 | 0 | 0 | x |  |  | 0 | 2021-05-01 | - € | 1 | piece(s) | 4028177958425 | PCE |  |  |  | 94039010
3312810 | SK | SK IT wall cooling unit Blue e+, 2kW, With IoT Interface, WHD: 450x1600x294 mm | SK IT wall cooling unit Blue e+, 2kW, With IoT Interface, WHD: 450x1600x294 mm | EC000855 | 3312810 | Rittal | 450 | 1600 | 294 | 55.2 | x |  |  | 801.25 | 2021-05-01 | 2479 | 1 | piece(s) | 4028177944558 | PCE |  |  |  | 84158200
3312815 | SK | SK IT sheet steel door VX, 600x2000,mounting cutout for cooling unit,RAL 7035 | SK IT sheet steel door for VX IT, with mounting cut-out for 3312810 cooling unit, WD: 600 x 2000 mm, RAL 7035 | EC000744 | 3312815 | Rittal | 600 | 2000 | 0 | 0 | x |  |  | 0 | 2021-05-01 | - € | 1 | piece(s) | 4028177958388 | PCE |  |  |  | 94039010
3312816 | SK | SK IT sheet steel door VX, 800x2000,mounting cut-out for cooling unit,RAL 7035 | SK IT sheet steel door for VX IT, with mounting cut-out for cooling unit 3312810, WD: 800 x 2000 mm, RAL 7035 | EC000744 | 3312816 | Rittal | 800 | 2000 | 0 | 0 | x |  |  | 0 | 2021-05-01 | - € | 1 | piece(s) | 4028177958418 | PCE |  |  |  | 94039010
3312820 | IT | IT Air duct for Blue e+ wall cooling unit 3312.810 | SK IT air duct for Blue e+ wall cooling unit 3312.810, For usage in combination with Blue e+ wall cooling unit 3312.810, Installation in 19" frame | EC011444 | 3312820 | Rittal | 482.6 | 3 | 0 | 16.72 | x |  |  | 153.064 | 2021-05-01 | 367 | 1 | piece(s) | 4028177944541 | PCE |  |  |  | 39269097
3313016 | SK | Fan module UL, for LCP CW in VX IT rack/Inline, RAL 9005 | SK fan module, UL, for LCP Rack/Inline CW, based on VX IT, to increase the cooling capacity, individual fan modules may be retro-fitted into the LCPs. Additional integration can also achieve redundancy or reduce the electric power consumption of the LCP. RAL 9005 | EC000320 | 3313016 | Rittal |  |  |  | 6.9 | x |  |  | 33.524 | 2021-05-01 | 377 | 1 | piece(s) | 4028177954458 | PCE |  |  |  | 84145915
3313130 | SK | LCP Rack CW, 30 kW, RAL 7035, WHD: 300 x 2000 x 1000 mm | LCP Rack CW, 30 kW, flush, RAL 7035, WHD: 300 x 2000 x 1000 mm | EC002515 | 3313130 | Rittal | 300 | 2000 | 1000 | 230 | x |  |  | 0 | 2021-05-01 | 6042 | 1 | piece(s) | 4028177953963 | PCE |  |  |  | 84158300
3313230 | SK | LCP Rack CW, 30 kW, RAL 7035, WHD: 300 x 2000 x 1200 mm | LCP Rack CW, 30 kW, flush, RAL 7035, WHD: 300 x 2000 x 1200 mm | EC002515 | 3313230 | Rittal | 300 | 2000 | 1200 | 230 | x |  |  | 600 | 2021-05-01 | 6368 | 1 | piece(s) | 4028177953888 | PCE |  |  |  | 84158300
3313250 | SK | LCP Rack CWG, 30 kW, RAL 7035, WHD: 300 x 2000 x 1200 mm | SK LCP Rack CWG, 35 kW, RAL 7035, WHD: 300 x 2000 x 1200 mm | EC002515 | 3313250 | Rittal | 300 | 2000 | 1200 | 280 | x |  |  | 0 | 2021-05-01 | 7693 | 1 | piece(s) | 4028177953895 | PCE |  |  |  | 84158300
3313260 | SK | LCP Rack CW, 53 kW, RAL 7035, WHD: 300 x 2000 x 1200 mm | SK LCP Rack CW, 53 kW, flush, RAL 7035, WHD: 300 x 2000 x 1200 mm | EC002515 | 3313260 | Rittal | 300 | 2000 | 1200 | 260 | x |  |  | 2360.96 | 2021-05-01 | 7756 | 1 | piece(s) | 4028177953901 | PCE |  |  |  | 84158300
3313290 | SK | LCP Rack DX , 20 kW, RAL 7035, WHD: 300 x 2000 x 1200 mm | LCP Rack DX, 20 kW, flush, RAL 7035, WHD: 300 x 2000 x 1200 mm, 380 – 480 V/3~/50 – 60 Hz | EC002515 | 3313290 | Rittal | 300 | 2000 | 1200 | 239 | x |  |  | 720 | 2021-05-01 | 10298 | 1 | piece(s) | 4028177953819 | PCE |  |  |  | 84158300
3313390 | SK | LCP Inline DX, 20 kW, RAL 7035, WHD: 300 x 2000 x 1200 mm | LCP Inline DX, 20 kW, flush, RAL 7035, WHD: 300 x 2000 x 1200 mm, 380 – 480 V/3~/50 – 60 Hz | EC002515 | 3313390 | Rittal | 300 | 2000 | 1200 | 239 | x |  |  | 720 | 2021-05-01 | 10298 | 1 | piece(s) | 4028177953826 | PCE |  |  |  | 84158300
3313410 | SK | LCP Rack DX , 12 kW, RAL 7035, WHD: 300 x 2000 x 1000 mm | LCP Rack DX, 12 kW, flush, RAL 7035, WHD: 300 x 2000 x 1000 mm, 380 – 480 V/3~/50 – 60 Hz | EC002515 | 3313410 | Rittal | 300 | 2000 | 1000 | 181 | x |  |  | 0 | 2021-05-01 | 9308 | 1 | piece(s) | 4028177953833 | PCE |  |  |  | 84158300
3313420 | SK | LCP Rack DX , 12 kW, RAL 7035, WHD: 300 x 2000 x 1200 mm | LCP Rack DX, 12 kW, flush, RAL 7035, WHD: 300 x 2000 x 1200 mm, 380 – 480 V/3~/50 – 60 Hz | EC002515 | 3313420 | Rittal | 300 | 2000 | 1200 | 201 | x |  |  | 2080 | 2021-05-01 | 9308 | 1 | piece(s) | 4028177953840 | PCE |  |  |  | 84158300
3313430 | SK | LCP Inline DX, 12 kW, RAL 7035, WHD: 300 x 2000 x 1000 mm | LCP Inline DX, 12 kW, flush, RAL 7035, WHD: 300 x 2000 x 1000 mm, 380 – 480 V/3~/50 – 60 Hz | EC002515 | 3313430 | Rittal | 300 | 2000 | 1000 | 181 | x |  |  | 678 | 2021-05-01 | 9308 | 1 | piece(s) | 4028177953857 | PCE |  |  |  | 84158300
3313440 | SK | LCP Inline DX, 12 kW, RAL 7035, WHD: 300 x 2000 x 1200 mm | LCP Inline DX, 12 kW, flush, RAL 7035, WHD: 300 x 2000 x 1200 mm, 380 – 480 V/3~/50 – 60 Hz | EC002515 | 3313440 | Rittal | 300 | 2000 | 1200 | 201 | x |  |  | 2312.544 | 2021-05-01 | 9308 | 1 | piece(s) | 4028177953864 | PCE |  |  |  | 84158300
3313450 | SK | LCP Inline DX, 35 kW, RAL 7035, WHD: 600 x 2000 x 1000 mm | LCP Inline DX, 35 kW, flush, RAL 7035, WHD: 600 x 2000 x 1000 mm, 380 – 480 V/3~/50 – 60 Hz | EC002515 | 3313450 | Rittal | 600 | 2000 | 1000 | 300 | x |  |  | 0 | 2021-05-01 | 13060 | 1 | piece(s) | 4028177953871 | PCE |  |  |  | 84158200
3313460 | SK | LCP Inline DX/FC, 35 kW, RAL 7035, WHD: 600 x 2000 x 1000 mm | LCP Inline DX / FC, 35 kW, flush, RAL 7035, WHD: 600 x 2000 x 1000 mm, 380 – 480 V/3~/50 – 60 Hz | EC002515 | 3313460 | Rittal | 600 | 2000 | 1000 | 398 | x |  |  | 0 | 2021-05-01 | 16937 | 1 | piece(s) | 4028177953970 | PCE |  |  |  | 84158300
3313470 | SK | LCP Inline DX, 35 kW, RAL 7035, WHD: 600 x 2000 x 1200 mm | LCP Inline DX, 35 kW, flush, RAL 7035, WHD: 600 x 2000 x 1200 mm, 380 – 480 V/3~/50 – 60 Hz | EC002515 | 3313470 | Rittal | 600 | 2000 | 1200 | 300 | x |  |  | 0 | 2021-05-01 | 13060 | 1 | piece(s) | 4028177953987 | PCE |  |  |  | 84158300
3313480 | SK | LCP Inline DX/FC, 35 kW, RAL 7035, WHD: 600 x 2000 x 1200 mm | LCP Inline DX / FC, 35 kW, flush, RAL 7035, WHD: 600 x 2000 x 1200 mm, 380 – 480 V/3~/50 – 60 Hz | EC002515 | 3313480 | Rittal | 600 | 2000 | 1200 | 398 | x |  |  | 0 | 2021-05-01 | 16937 | 1 | piece(s) | 4028177953994 | PCE |  |  |  | 84158300
3313530 | SK | LCP Inline CW, 30 kW, RAL 7035, WHD: 300 x 2000 x 1200 mm | LCP Inline CW, 30 kW, set forward, RAL 7035, WHD: 300 x 2000 x 1200 mm | EC002515 | 3313530 | Rittal | 300 | 2000 | 1200 | 220 | x |  |  | 2371.84 | 2021-05-01 | 5604 | 1 | piece(s) | 4028177953918 | PCE |  |  |  | 84158300
3313540 | SK | LCP Inline CW, 30 kW, RAL 7035, WHD: 300 x 2000 x 1200 mm | LCP Inline CW, 30 kW, flush, RAL 7035, WHD: 300 x 2000 x 1200 mm | EC002515 | 3313540 | Rittal | 300 | 2000 | 1200 | 220 | x |  |  | 2360.96 | 2021-05-01 | 6466 | 1 | piece(s) | 4028177953925 | PCE |  |  |  | 84158300
3313550 | SK | LCP Inline CWG, 35 kW, RAL 7035, WHD: 300 x 2000 x 1200 mm | SK LCP Inline CW/glycol, 28 kW, RAL 7035, WHD: 300 x 2000 x 1200 mm | EC002515 | 3313550 | Rittal | 300 | 2000 | 1200 | 280 | x |  |  | 0 | 2021-05-01 | 7281 | 1 | piece(s) | 4028177953932 | PCE |  |  |  | 84158200
3313560 | SK | LCP Inline CW, 53 kW, RAL 7035, WHD: 300 x 2000 x 1200 mm | LCP Inline CW, 53 kW, set forward, RAL 7035, WHD: 300 x 2000 x 1200 mm | EC002515 | 3313560 | Rittal | 300 | 2000 | 1200 | 260 | x |  |  | 0 | 2021-05-01 | 7783 | 1 | piece(s) | 4028177953949 | PCE |  |  |  | 84158300
3313570 | SK | LCP Inline CWG, 44 kW, RAL 7035, WHD: 300 x 2000 x 1200 mm | SK LCP Inline CW/glycol, 35 kW, RAL 7035, WHD: 300 x 2000 x 1200 mm | EC002515 | 3313570 | Rittal | 300 | 2000 | 1200 | 280 | x |  |  | 0 | 2021-05-01 | 7693 | 1 | piece(s) | 4028177953956 | PCE |  |  |  | 84158200
3318610 | SK | SK TopTherm chiller, Stand alone, 1/1.1 kW, 230 V, 1~, 50/60 Hz | SK Chiller TopTherm, Stand alone, open, 1/1.1 kW, 230 V, 1~, 50/60 Hz, WHD: 600 x 400 x 430 mm | EC002516 | 3318610 | Rittal | 600 | 400 | 455 | 48 | x |  |  | 210.604 | 2021-05-01 | 2054 | 1 | piece(s) | 4028177351141 | PCE |  |  |  | 84186900
3319610 | SK | SK TopTherm chiller, Stand alone, 1.5/1.7 kW, 230 V, 1~, 50/60 Hz | SK Chiller TopTherm, Stand alone, open, 1.5/1.7 kW, 230 V, 1~, 50/60 Hz, WHD: 600 x 400 x 430 mm | EC002516 | 3319610 | Rittal | 600 | 400 | 455 | 51 | x |  |  | 215.46 | 2021-05-01 | 2164 | 1 | piece(s) | 4028177351165 | PCE |  |  |  | 84186900
3320200 | SK | Chiller Blue e+, 2.1 kW, 450 x 820 x 710 mm | SK Chiller Blue e+, 2.1 kW, 380-415 V, 440-480 V, 3~, 50/60 Hz, WHD: 450 x 820 x 710 mm | EC002516 | 3320200 | Rittal | 450 | 820 | 710 | 84 | x |  |  | 550.8 | 2021-05-01 | 2905 | 1 | piece(s) | 4028177809833 | PCE |  |  |  | 84186900
3321700 | SK | SK Filter mat, for fan-and-filter units SK 3237, WHD: 89x89x10 mm | SK spare filter mats, for filter fans, for SK 3237…,, WHD: 89 x 89 x 10 mm | EC002513 | 3321700 | Rittal | 89 | 89 | 10 | 0.001 | x |  |  | 0.057 | 2021-05-01 | 6.16 | 5 | piece(s) | 4028177184282 | PK |  |  |  | 56039390
3321705 | SK | SK Filter mat, for fan-and-filter units SK 3237, in dispenser, WHD: 89x89x10 mm | SK spare filter mats, for filter fans, for SK 3237…,, WHD: 89 x 89 x 10 mm | EC002513 | 3321705 | Rittal | 89 | 89 | 10 | 0.15 | x |  |  | 0 | 2021-05-01 | 56.1 | 50 | piece(s) | 4028177695535 | PK |  |  |  | 56039390
3322700 | SK | SK Filter mat, for fan-and-filter units SK 3238, WHD: 120x120x12 mm | SK spare filter mats, for filter fans, for SK 3238…,, WHD: 120 x 120 x 12 mm | EC002513 | 3322700 | Rittal | 120 | 120 | 12 | 0.003 | x |  |  | 0.17 | 2021-05-01 | 7.11 | 5 | piece(s) | 4028177156159 | PK |  |  |  | 56039390
3322705 | SK | SK Filter mat, for fan-and-filter units SK 3238, in dispenser | SK spare filter mats, for filter fans, for SK 3238…,, WHD: 120 x 120 x 12 mm | EC002513 | 3322705 | Rittal | 120 | 120 | 12 | 0.25 | x |  |  | 0 | 2021-05-01 | 64.7 | 50 | piece(s) | 4028177695542 | PK |  |  |  | 56039390
3328500 | SK | SK Blue e cooling unit, Wall-mounted, 2.2 kW, 230 V, 1~, 50/60 Hz, Sheet steel | SK cooling unit Blue e, wall-mounted, 2.2 kW, 230 V, 1~, 50/60 Hz, Sheet steel, WHD: 400 x 1580 x 295 mm | EC000855 | 3328500 | Rittal | 400 | 1580 | 295 | 66 | x |  |  | 576.202 | 2021-05-01 | 1633 | 1 | piece(s) | 4028177323056 | PCE |  |  |  | 84158200
3328540 | SK | SK Blue e cooling unit, Wall-mounted, 2.2 kW, 400/460 V, 3~, 50/60 Hz | SK cooling unit Blue e, wall-mounted, 2.2 kW, 400/460 V, 3~, 50/60 Hz, Sheet steel, WHD: 400 x 1580 x 295 mm | EC000855 | 3328540 | Rittal | 400 | 1580 | 295 | 67 | x |  |  | 560.453 | 2021-05-01 | 1772 | 1 | piece(s) | 4028177323063 | PCE |  |  |  | 84158200
3328544 | SK | SK Blue e cooling unit, Wall-mounted, NEMA 4X, 2.2 kW, 400/460 V, 3~, 50/60 Hz | SK cooling unit Blue e, wall-mounted, NEMA 4X, 2.2 kW, 400-460 V, 3~, 50/60 Hz, Stainless steel, WHD: 405 x 1650 x 388 mm | EC000855 | 3328544 | Rittal | 405 | 1650 | 388 | 81 | x |  |  | 274.842 | 2021-05-01 | 3613 | 1 | piece(s) | 4028177384491 | PCE |  |  |  | 84158200
3329500 | SK | SK Blue e cooling unit, Wall-mounted, 2.55 kW, 230 V, 1~, 50/60 Hz, Sheet steel | SK cooling unit Blue e, wall-mounted, 2.55 kW, 230 V, 1~, 50/60 Hz, Sheet steel, WHD: 400 x 1580 x 295 mm | EC000855 | 3329500 | Rittal | 400 | 1580 | 295 | 69 | x |  |  | 566.352 | 2021-05-01 | 1966 | 1 | piece(s) | 4028177323117 | PCE |  |  |  | 84158200
3329540 | SK | SK Blue e cooling unit, Wall-mounted, 2.55 kW, 400/460 V, 3~, 50/60 Hz | SK cooling unit Blue e, wall-mounted, 2.55 kW, 400-460 V, 3~, 50/60 Hz, Sheet steel, WHD: 400 x 1580 x 295 mm | EC000855 | 3329540 | Rittal | 400 | 1580 | 295 | 70 | x |  |  | 570.456 | 2021-05-01 | 2085 | 1 | piece(s) | 4028177323124 | PCE |  |  |  | 84158200
3329544 | SK | SK Blue e cooling unit, Wall-mounted, NEMA 4X, 2.55 kW, 400/460 V, 3~, 50/60 Hz | SK cooling unit Blue e, wall-mounted, NEMA 4X, 2.55 kW, 400-460 V, 3~, 50/60 Hz, Stainless steel, WHD: 405 x 1650 x 388 mm | EC000855 | 3329544 | Rittal | 405 | 1650 | 388 | 84 | x |  |  | 756 | 2021-05-01 | 3731 | 1 | piece(s) | 4028177389489 | PCE |  |  |  | 84158200
3329548 | SK | Cooling unit Blue e, wall-mounted, UL Type 3R/4, 2.43 kW, 405 x 1650 x 388 mm | SK cooling unit Blue e, wall-mounted, UL Type 3R/4,, 2.43 kW, 400 V, 3~, 50 Hz, 460 V, 3~, 60 Hz,, Sheet steel,, WHD: 405 x 1650 x 388 mm, | EC000855 | 3329548 | Rittal | 405 | 1650 | 388 | 84 | x |  |  | 751.68 | 2021-05-01 | 2606 | 1 | piece(s) | 4028177937116 | PCE |  |  |  | 84158200
3334300 | SK | Chiller Blue e+, 4 kW, 380-415 V, 440-480 V, 3~, 50/60 Hz, 450 x 820 x 710 mm | SK Chiller Blue e+, 4 kW, 380-415 V, 440-480 V, 3~, 50/60 Hz, WHD: 450 x 820 x 710 mm | EC002516 | 3334300 | Rittal | 450 | 820 | 710 | 90 | x |  |  | 550.8 | 2021-05-01 | 3241 | 1 | piece(s) | 4028177809840 | PCE |  |  |  | 84186900
3334400 | SK | Chiller Blue e+, 5.3 kW, 380-415 V, 440-480 V, 3~, 50/60 Hz, 450 x 1000 x 710 mm | SK Chiller Blue e+, 5.3 kW, 380-415 V, 440-480 V, 3~, 50/60 Hz, WHD: 450 x 1000 x 710 mm | EC002516 | 3334400 | Rittal | 450 | 1000 | 710 | 96 | x |  |  | 658.8 | 2021-05-01 | 3869 | 1 | piece(s) | 4028177809857 | PCE |  |  |  | 84186900
3335920 | SK | TopTherm chiller in a VX 25 enclosure, 8 kW | SK Chiller TopTherm, in a VX25 housing, 8/8.6 kW, 400 – 460 V, 3~, 50/60 Hz, WHD: 805 x 1700 x 605 mm | EC002516 | 3335920 | Rittal | 805 | 1700 | 605 | 242 | x |  |  | 0 | 2021-05-01 | - € | 1 | piece(s) | 4028177953444 | PCE |  |  |  | 84186900
3335930 | SK | TopTherm chiller in a VX 25 enclosure, 8 kW | SK Chiller TopTherm, in a VX25 housing, 8/8.6 kW, 400 – 460 V, 3~, 50/60 Hz, WHD: 805 x 2100 x 605 mm | EC002516 | 3335930 | Rittal | 805 | 2140 | 605 | 248 | x |  |  | 0 | 2021-05-01 | - € | 1 | piece(s) | 4028177953451 | PCE |  |  |  | 84186900
3335940 | SK | TopTherm chiller in a VX 25 enclosure, 12 kW | SK Chiller TopTherm, in a VX25 housing, 12/13.1 kW, 400 – 460 V, 3~, 50/60 Hz, WHD: 805 x 2140 x 605 mm | EC002516 | 3335940 | Rittal | 805 | 2140 | 605 | 282 | x |  |  | 0 | 2021-05-01 | - € | 1 | piece(s) | 4028177953468 | PCE |  |  |  | 84186900
3335950 | SK | TopTherm chiller in a VX 25 enclosure, 16 kW | SK Chiller TopTherm, in a VX25 housing, 16/17.6 kW, 400 – 460 V, 3~, 50/60 Hz, WHD: 805 x 2140 x 605 mm | EC002516 | 3335950 | Rittal | 805 | 2140 | 605 | 282 | x |  |  | 0 | 2021-05-01 | - € | 1 | piece(s) | 4028177953475 | PCE |  |  |  | 84186900
3335960 | SK | TopTherm chiller in a VX 25 enclosure, 20 kW | SK Chiller TopTherm, in a VX25 housing, 20/21.8 kW, 400 – 460 V, 3~, 50/60 Hz, WHD: 805 x 2140 x 605 mm | EC002516 | 3335960 | Rittal | 805 | 2140 | 605 | 360 | x |  |  | 0 | 2021-05-01 | - € | 1 | piece(s) | 4028177953482 | PCE |  |  |  | 84186900
3335970 | SK | TopTherm chiller in a VX 25 enclosure, 25 kW | SK Chiller TopTherm, in a VX25 housing, 25/27.6 kW, 400 – 460 V, 3~, 50/60 Hz, WHD: 805 x 2140 x 605 mm | EC002516 | 3335970 | Rittal | 1205 | 2140 | 605 | 374 | x |  |  | 0 | 2021-05-01 | - € | 1 | piece(s) | 4028177953499 | PCE |  |  |  | 84186900
3336400 | SK | Chiller Blue e, stand-alone, 11.000 W, 400V,660 x 1,265 x 1,315 mm | SK Chiller Blue e, stand-alone,, 11.000 W,, 400V, 3~, 50 Hz, 460V, 3~, 60 Hz,, WHD: 660 x 1,265 x 1,315 mm | EC002516 | 3336400 | Rittal | 660 | 1265 | 1315 | 247 | x |  |  | 0 | 2021-05-01 | 5035 | 1 | piece(s) | 4028177817470 | PCE |  |  |  | 84186900
3336405 | SK | Chiller Blue e, stand-alone, 11.000 W, 400V, 660 x 1,265 x 1,315 mm | SK Chiller Blue e, stand-alone,, 11.000 W, incl. options, 400V, 3~, 50 Hz, 460V, 3~, 60 Hz,, WHD: 660 x 1,265 x 1,315 mm | EC002516 | 3336405 | Rittal | 660 | 1265 | 1315 | 247 | x |  |  | 0 | 2021-05-01 | 5492 | 1 | piece(s) | 4028177926967 | PCE |  |  |  | 84186900
3336410 | SK | Chiller Blue e, stand-alone, 14.000 W, 400V, 660 x 1,265 x 1,315 mm | SK Chiller Blue e, stand-alone,, 14.000 W,, 400V, 3~, 50 Hz, 460V, 3~, 60 Hz,, WHD: 660 x 1,265 x 1,315 mm | EC002516 | 3336410 | Rittal | 660 | 1265 | 1315 | 253 | x |  |  | 1858.288 | 2021-05-01 | 5575 | 1 | piece(s) | 4028177817449 | PCE |  |  |  | 84186900
3336415 | SK | Chiller Blue e, stand-alone, 14.000 W, 400V, 660 x 1,265 x 1,315 mm | SK Chiller Blue e, stand-alone,, 14.000 W, incl. options, 400V, 3~, 50 Hz, 460V, 3~, 60 Hz,, WHD: 660 x 1,265 x 1,315 mm | EC002516 | 3336415 | Rittal | 660 | 1265 | 1315 | 253 | x |  |  | 1097.894 | 2021-05-01 | 6114 | 1 | piece(s) | 4028177926950 | PCE |  |  |  | 84186900
3336430 | SK | Chiller Blue e, stand-alone, 20.000 W, 400V, 760 x 1,265 x 1,515 mm | SK Chiller Blue e, stand-alone,, 20.000 W,, 400V, 3~, 50 Hz, 460V, 3~, 60 Hz,, WHD: 760 x 1,265 x 1,515 mm | EC002516 | 3336430 | Rittal | 760 | 1265 | 1515 | 310 | x |  |  | 0 | 2021-05-01 | 6488 | 1 | piece(s) | 4028177817463 | PCE |  |  |  | 84186900
3336435 | SK | Chiller Blue e, stand-alone, 20.000 W, 400V, 760 x 1,265 x 1,515 mm | SK Chiller Blue e, stand-alone,, 20.000 W, incl. options, 400V, 3~, 50 Hz, 460V, 3~, 60 Hz,, WHD: 760 x 1,265 x 1,515 mm | EC002516 | 3336435 | Rittal | 760 | 1265 | 1515 | 310 | x |  |  | 2526.48 | 2021-05-01 | 7028 | 1 | piece(s) | 4028177926899 | PCE |  |  |  | 84186900
3336450 | SK | Chiller Blue e, stand-alone, 25.000 W, 400V, 760 x 1,265 x 1,515 mm | SK Chiller Blue e, stand-alone,, 25.000 W,, 400V, 3~, 50 Hz, 460V, 3~, 60 Hz,, WHD: 760 x 1,265 x 1,515 mm | EC002516 | 3336450 | Rittal | 760 | 1265 | 1515 | 326 | x |  |  | 0 | 2021-05-01 | 6831 | 1 | piece(s) | 4028177817456 | PCE |  |  |  | 84186900
3336455 | SK | Chiller Blue e, stand-alone, 25.000 W, 400V, 760 x 1,265 x 1,515 mm | SK Chiller Blue e, stand-alone,, 25.000 W, incl. options, 400V, 3~, 50 Hz, 460V, 3~, 60 Hz,, WHD: 760 x 1,265 x 1,515 mm | EC002516 | 3336455 | Rittal | 760 | 1265 | 1515 | 326 | x |  |  | 2756.16 | 2021-05-01 | 7370 | 1 | piece(s) | 4028177926905 | PCE |  |  |  | 84186900
3340230 | SK | SK Rack-mounted fan, for 482.6 mm (19"), 320 m³/h, 230 V, 1~, 50/60 Hz | SK rack-mounted fan, for 482.6 mm (19"), 320 m³/h, 230 V, 1~, 50/60 Hz, WHD: 482.6 x 44 x 200 mm | EC000320 | 3340230 | Rittal | 482.6 | 44 | 200 | 2.24 | x |  |  | 11.796 | 2021-05-01 | 135.5 | 1 | piece(s) | 4028177041448 | PCE |  |  |  | 84145915
3341115 | SK | SK Rack-mounted fan, for 482.6 mm (19"), 480 m³/h, 115 V, 1~, 50/60 Hz | SK rack-mounted fan, for 482.6 mm (19"), 480 m³/h, 115 V, 1~, 50/60 Hz, WHD: 482.6 x 44 x 200 mm | EC000320 | 3341115 | Rittal | 482.6 | 44 | 200 | 2 | x |  |  | 11.271 | 2021-05-01 | 228.9 | 1 | piece(s) | 4028177041479 | PCE |  |  |  | 84145915
3341230 | SK | SK Rack-mounted fan, for 482.6 mm (19"), 480 m³/h, 230 V, 1~, 50/60 Hz | SK rack-mounted fan, for 482.6 mm (19"), 480 m³/h, 230 V, 1~, 50/60 Hz, WHD: 482.6 x 44 x 200 mm | EC000320 | 3341230 | Rittal | 482.6 | 44 | 200 | 2.74 | x |  |  | 10.688 | 2021-05-01 | 155.9 | 1 | piece(s) | 4028177041486 | PCE |  |  |  | 84145915
3342024 | SK | SK Rack-mounted fan, for 482.6 mm (19"), 480 m³/h, 24 V (DV) | SK rack-mounted fan, for 482.6 mm (19"), 480 m³/h, 24 V (DC), WHD: 482.6 x 44 x 200 mm | EC000320 | 3342024 | Rittal | 482.6 | 44 | 200 | 1.86 | x |  |  | 12.063 | 2021-05-01 | 241.2 | 1 | piece(s) | 4028177041509 | PCE |  |  |  | 84145915
3342230 | SK | SK Rack-mounted fan, for 482.6 mm (19"), 480 m³/h, 230 V, 1~, 50/60 Hz | SK rack-mounted fan, for 482.6 mm (19"), 480 m³/h, 230 V, 1~, 50/60 Hz, WHD: 482.6 x 44 x 200 mm | EC000320 | 3342230 | Rittal | 482.6 | 44 | 200 | 2.78 | x |  |  | 11.842 | 2021-05-01 | 191.8 | 1 | piece(s) | 4028177041523 | PCE |  |  |  | 84145915
3342500 | SK | SK Rack-mounted fan, for 482.6 mm (19"), 480 m³/h | SK rack-mounted fan, for 482.6 mm (19"), 480 m³/h, 115-230 V, 1~, 50/60 Hz, 24 V (DC), WHD: 482.6 x 44 x 200 mm | EC000320 | 3342500 | Rittal | 482.6 | 44 | 200 | 2 | x |  |  | 11.659 | 2021-05-01 | 403 | 1 | piece(s) | 4028177041530 | PCE |  |  |  | 84145915
3350230 | SK | SK Vario rack-mounted fan, for 482.6 mm (19"), 320 m³/h, 230 V, 1~, 50/60 Hz | SK rack-mounted fan, for 482.6 mm (19"), 320 m³/h, 230 V, 1~, 50/60 Hz, WHD: 482.6 x 44 x 200 mm | EC000320 | 3350230 | Rittal | 482.6 | 44 | 200 | 2 | x |  |  | 12.601 | 2021-05-01 | 135.5 | 1 | piece(s) | 4028177041578 | PCE |  |  |  | 84145915
3351230 | SK | SK Vario rack-mounted fan, for 482.6 mm (19"), 480 m³/h, 230 V, 1~, 50/60 Hz | SK rack-mounted fan, for 482.6 mm (19"), 480 m³/h, 230 V, 1~, 50/60 Hz, WHD: 482.6 x 44 x 200 mm | EC000320 | 3351230 | Rittal | 482.6 | 44 | 200 | 2.7 | x |  |  | 11.054 | 2021-05-01 | 155.9 | 1 | piece(s) | 4028177041615 | PCE |  |  |  | 84145915
3352230 | SK | SK Vario rack-mounted fan, for 482.6 mm (19"), 480 m³/h, 230 V, 1~, 50/60 Hz | SK rack-mounted fan, for 482.6 mm (19"), 480 m³/h, 230 V, 1~, 50/60 Hz, WHD: 482.6 x 44 x 200 mm | EC000320 | 3352230 | Rittal | 482.6 | 44 | 200 | 2.78 | x |  |  | 11.075 | 2021-05-01 | 191.8 | 1 | piece(s) | 4028177041653 | PCE |  |  |  | 84145915
3352500 | SK | SK Vario rack-mounted fan, for 482.6 mm (19"), 480 m³/h | SK rack-mounted fan, for 482.6 mm (19"), 480 m³/h, 115-230 V, 1~, 50/60 Hz, 24 V (DC), WHD: 482.6 x 44 x 200 mm | EC000320 | 3352500 | Rittal | 482.6 | 44 | 200 | 2.04 | x |  |  | 10.404 | 2021-05-01 | 403 | 1 | piece(s) | 4028177041660 | PCE |  |  |  | 84145915
3355100 | SK | SK Guide frame, for Vario rack-mounted fans, SK 3350/3351/3352.230 | SK Guide frame, for Vario rack-mounted fan, SK 3350/3351/3352.230, for 115 V,50/60 HZ, 230 V, 50/60 HZ | EC002513 | 3355100 | Rittal |  |  |  | 0.98 | x |  |  | 7.369 | 2021-05-01 | 67.4 | 1 | piece(s) | 4028177041677 | PCE |  |  |  | 84149000
3355700 | SK | Display frame, for Blue e+ roof-mounted, Plastic, WHD: 316 x 118 x 27.5 mm | SK Display frame, for Blue e+ roof-mounted cooling unit and VX25 Blue e+ integration, Plastic, WHD: 316 x 118 x 27.5 mm | EC002617 | 3355700 | Rittal | 316 | 118 | 27.5 | 0.58 | x |  |  | 3.577 | 2021-05-01 | 71.9 | 1 | piece(s) | 4028177927131 | PCE |  |  |  | 73269098
3355710 | SK | Baying plate, for VX25 Blue e+ integration solution, Sheet steel, 600x200x17 mm | SK Baying plate, for VX25 Blue e+ integration solution, Sheet steel, WDH: 600 x 200 x 17 mm | EC002617 | 3355710 | Rittal | 600 | 200 | 17 | 2 | x |  |  | 10.738 | 2021-05-01 | 51.7 | 1 | piece(s) | 4028177931794 | PCE |  |  |  | 94039010
3355720 | SK | Electrical condensate evaporation, for Blue e+ roof-mounted, plastic, 89x121x158 | SK Electrical condensate evaporation, for Blue e+ roof-mounted cooling units, plastic, WHD: 89 x 121x 158 mm | EC002009 | 3355720 | Rittal | 89 | 121 | 158 | 1.5 | x |  |  | 2.48 | 2021-05-01 | 67.2 | 1 | piece(s) | 4028177931787 | PCE |  |  |  | 84189910
3357100 | SK | SK Guide frame, for Vario rack-mounted fans SK 3352.500 | SK Guide frame, for Vario rack-mounted fan SK 3352.500, for 24 V (DC), 115-230 V | EC002513 | 3357100 | Rittal |  |  |  | 1.56 | x |  |  | 7.666 | 2021-05-01 | 76.9 | 1 | piece(s) | 4028177041714 | PCE |  |  |  | 84149000
3359500 | SK | SK Blue e cooling unit, Roof-mounted, 0.77 kW, 230 V, 1~, 50/60 Hz, Sheet steel | SK cooling unit Blue e, roof-mounted, 0.77 kW, 230 V, 1~, 50/60 Hz, Sheet steel, WHD: 597 x 417 x 380 mm | EC000855 | 3359500 | Rittal | 597 | 417 | 380 | 32 | x |  |  | 176.985 | 2021-05-01 | 1079 | 1 | piece(s) | 4028177429611 | PCE |  |  |  | 84158200
3359510 | SK | SK Blue e cooling unit, Wall-mounted, 0.77 kW, 115 V, 1~, 50/60 Hz, Sheet steel | SK cooling unit Blue e, roof-mounted, 0.77 kW, 115 V, 1~, 50/60 Hz, Sheet steel, WHD: 597 x 417 x 380 mm | EC000855 | 3359510 | Rittal | 597 | 417 | 380 | 37 | x |  |  | 174.374 | 2021-05-01 | 1215 | 1 | piece(s) | 4028177429628 | PCE |  |  |  | 84158200
3359540 | SK | SK Blue e cooling unit, Roof-mounted, 0.77 kW, 400 V, 2~, 50/60 Hz, Sheet steel | SK cooling unit Blue e, roof-mounted, 0.77 kW, 400 V, 2~, 50/60 Hz, Sheet steel, WHD: 597 x 417 x 380 mm | EC000855 | 3359540 | Rittal | 597 | 417 | 380 | 37 | x |  |  | 182.091 | 2021-05-01 | 1219 | 1 | piece(s) | 4028177433717 | PCE |  |  |  | 84158200
3359600 | SK | SK Blue e cooling unit, Roof-mounted, 0.77 kW, 230 V, 1~, 50/60 Hz | SK cooling unit Blue e, roof-mounted, 0.77 kW, 230 V, 1~, 50/60 Hz, Stainless steel, WHD: 597 x 417 x 380 mm | EC000855 | 3359600 | Rittal | 597 | 417 | 380 | 32 | x |  |  | 164.382 | 2021-05-01 | 1440 | 1 | piece(s) | 4028177429659 | PCE |  |  |  | 84158200
3361500 | SK | SK Blue e cooling unit, Wall-mounted, 0.85 kW, 230 V, 1~, 50/60 Hz, Sheet steel | SK cooling unit Blue e, wall-mounted, 0.85 kW, 230 V, 1~, 50/60 Hz, Sheet steel, WHD: 280 x 550 x 280 mm | EC000855 | 3361500 | Rittal | 280 | 550 | 280 | 22 | x |  |  | 60.016 | 2021-05-01 | 1013 | 1 | piece(s) | 4028177429536 | PCE |  |  |  | 84158200
3361510 | SK | SK Blue e cooling unit, Wall-mounted, 0.89 kW, 115 V, 1~, 60 Hz, Sheet steel | SK cooling unit Blue e, wall-mounted, 0.89 kW,115 V, 1~, 60 Hz, Sheet steel, WHD: 280 x 550 x 280 mm | EC000855 | 3361510 | Rittal | 280 | 550 | 280 | 22 | x |  |  | 63.488 | 2021-05-01 | 1135 | 1 | piece(s) | 4028177429543 | PCE |  |  |  | 84158200
3361540 | SK | SK Blue e cooling unit, Wall-mounted, 0.85 kW, 400 V, 2~, 50/60 Hz, Sheet steel | SK cooling unit Blue e, wall-mounted, 0.85 kW, 400 V, 2~, 50/60 Hz, Sheet steel, WHD: 280 x 550 x 280 mm | EC000855 | 3361540 | Rittal | 280 | 550 | 280 | 22 | x |  |  | 74.24 | 2021-05-01 | 1197 | 1 | piece(s) | 4028177433755 | PCE |  |  |  | 84158200
3361600 | SK | SK Blue e cooling unit, Wall-mounted, 0.85 kW, 230 V, 1~, 50/60 Hz | SK cooling unit Blue e, wall-mounted, 0.85 kW, 230 V, 1~, 50/60 Hz, Stainless steel, WHD: 280 x 550 x 280 mm | EC000855 | 3361600 | Rittal | 280 | 550 | 280 | 22 | x |  |  | 60.016 | 2021-05-01 | 1839 | 1 | piece(s) | 4028177429574 | PCE |  |  |  | 84158200
3363100 | SK | SK Air/water heat exchanger, Wall-mounted, 0.5 kW, 230 V, 1~, 50/60 Hz | SK Air/water heat exchanger, wall-mounted, 0.5 kW, 230 V, 1~, 50/60 Hz, Water-carrying parts: copper/brass , WHD: 280 x 550 x 120 mm | EC002515 | 3363100 | Rittal | 280 | 550 | 120 | 8 | x |  |  | 29.925 | 2021-05-01 | 426 | 1 | piece(s) | 4028177495630 | PCE |  |  |  | 84158300
3363500 | SK | SK Air/water heat exchanger, Wall-mounted, 0.5 kW, 230 V, 1~, 50/60 Hz | SK Air/water heat exchanger, wall-mounted, 0.5 kW, 230 V, 1~, 50/60 Hz, Water-carrying parts: copper/brass , WHD: 280 x 550 x 120 mm | EC002515 | 3363500 | Rittal | 280 | 550 | 120 | 8 | x |  |  | 26.1 | 2021-05-01 | 539 | 1 | piece(s) | 4028177495647 | PCE |  |  |  | 84158300
3364100 | SK | SK Air/water heat exchanger, Wall-mounted, 1 kW, 230 V, 1~, 50/60 Hz | SK Air/water heat exchanger, wall-mounted, 1 kW, 230 V, 1~, 50/60 Hz, Water-carrying parts: copper/brass , WHD: 280 x 550 x 120 mm | EC002515 | 3364100 | Rittal | 280 | 550 | 120 | 9 | x |  |  | 29.102 | 2021-05-01 | 438 | 1 | piece(s) | 4028177495654 | PCE |  |  |  | 84158300
3364500 | SK | SK Air/water heat exchanger, Wall-mounted, 1 kW, 230 V, 1~, 50/60 Hz | SK Air/water heat exchanger, wall-mounted, 1 kW, 230 V, 1~, 50/60 Hz, Water-carrying parts: copper/brass , WHD: 280 x 550 x 120 mm | EC002515 | 3364500 | Rittal | 280 | 550 | 120 | 9 | x |  |  | 29.869 | 2021-05-01 | 546 | 1 | piece(s) | 4028177495661 | PCE |  |  |  | 84158300
3364504 | SK | SK Air/water heat exchanger, Wall-mounted, 0.95 kW, 230 V, 1~, 50/60 Hz | SK Air/water heat exchanger, wall-mounted, 0.95 kW, 230 V, 1~, 50/60 Hz, Water-carrying parts: stainless steel, WHD: 280 x 550 x 120 mm | EC002515 | 3364504 | Rittal | 280 | 550 | 120 | 9 | x |  |  | 0 | 2021-05-01 | - € | 1 | piece(s) | 4028177495920 | PCE |  |  |  | 84158300
3366500 | SK | SK Blue e cooling unit, Wall-mounted, slimline, 1.6 kW, 230 V, 1~, 50/60 Hz | SK cooling unit Blue e, wall-mounted, slimline, 1.6 kW, 230 V, 1~, 50/60 Hz, Sheet steel, WHD: 435 x 1590 x 205 mm | EC000855 | 3366500 | Rittal | 435 | 1590 | 205 | 45 | x |  |  | 286.799 | 2021-05-01 | 1546 | 1 | piece(s) | 4028177429703 | PCE |  |  |  | 84158200
3366540 | SK | SK Blue e cooling unit, Wall-mounted, slimline, 1.6 kW, 400/460 V, 3~, 50/60 Hz | SK cooling unit Blue e, wall-mounted, slimline, 1.6 kW, 400-460 V, 3~, 50/60 Hz, Sheet steel, WHD: 435 x 1590 x 205 mm | EC000855 | 3366540 | Rittal | 435 | 1590 | 205 | 46 | x |  |  | 303.669 | 2021-05-01 | 1677 | 1 | piece(s) | 4028177429727 | PCE |  |  |  | 84158200
3373100 | SK | SK Air/water heat exchanger, Wall-mounted, 2 kW, 230 V, 1~, 50/60 Hz | SK Air/water heat exchanger, wall-mounted, 2 kW, 230 V, 1~, 50/60 Hz, Water-carrying parts: copper/brass , WHD: 400 x 950 x 145 mm | EC002515 | 3373100 | Rittal | 400 | 950 | 145 | 20 | x |  |  | 82.574 | 2021-05-01 | 546 | 1 | piece(s) | 4028177495678 | PCE |  |  |  | 84158300
3373140 | SK | SK Air/water heat exchanger, Wall-mounted, 2 kW, 400 V, 2~, 50/60 Hz | SK Air/water heat exchanger, Wall-mounted, 2 kW, 400 V, 2~, 50/60 Hz, WHD: 400x950x145 mm, Basic controller | EC002515 | 3373140 | Rittal | 400 | 950 | 145 | 23 | x |  |  | 78.08 | 2021-05-01 | 675 | 1 | piece(s) | 4028177495968 | PCE |  |  |  | 84158300
3373500 | SK | SK Air/water heat exchanger, Wall-mounted, 2 kW, 230 V, 1~, 50/60 Hz | SK Air/water heat exchanger, wall-mounted, 2 kW, 230 V, 1~, 50/60 Hz, Water-carrying parts: copper/brass , WHD: 400 x 950 x 145 mm | EC002515 | 3373500 | Rittal | 400 | 950 | 145 | 20 | x |  |  | 82.037 | 2021-05-01 | 671 | 1 | piece(s) | 4028177495685 | PCE |  |  |  | 84158300
3374100 | SK | SK Air/water heat exchanger, Wall-mounted, 3 kW, 230 V, 1~, 50/60 Hz | SK Air/water heat exchanger, wall-mounted, 3 kW, 230 V, 1~, 50/60 Hz, Water-carrying parts: copper/brass , WHD: 400 x 950 x 145 mm | EC002515 | 3374100 | Rittal | 400 | 950 | 145 | 23 | x |  |  | 79.643 | 2021-05-01 | 681 | 1 | piece(s) | 4028177495692 | PCE |  |  |  | 84158300
3374140 | SK | SK Air/water heat exchanger, Wall-mounted, 3 kW, 400 V, 2~, 50/60 Hz | SK Air/water heat exchanger, Wall-mounted, 3 kW, 400 V, 2~, 50/60 Hz, WHD: 400x950x145 mm, Basic controller | EC002515 | 3374140 | Rittal | 400 | 950 | 145 | 26 | x |  |  | 75.429 | 2021-05-01 | 789 | 1 | piece(s) | 4028177496064 | PCE |  |  |  | 84158300
3374500 | SK | SK Air/water heat exchanger, Wall-mounted, 3 kW, 230 V, 1~, 50/60 Hz | SK Air/water heat exchanger, wall-mounted, 3 kW, 230 V, 1~, 50/60 Hz, Water-carrying parts: copper/brass , WHD: 400 x 950 x 145 mm | EC002515 | 3374500 | Rittal | 400 | 950 | 145 | 23 | x |  |  | 80.836 | 2021-05-01 | 811 | 1 | piece(s) | 4028177495708 | PCE |  |  |  | 84158300
3374504 | SK | SK Air/water heat exchanger, Wall-mounted, 2.8 kW, 230 V, 1~, 50/60 Hz | SK Air/water heat exchanger, wall-mounted, 2.8 kW, 230 V, 1~, 50/60 Hz, Water-carrying parts: stainless steel, WHD: 400 x 950 x 145 mm | EC002515 | 3374504 | Rittal | 400 | 950 | 145 | 23 | x |  |  | 80.836 | 2021-05-01 | - € | 1 | piece(s) | 4028177496125 | PCE |  |  |  | 84158300
3374540 | SK | SK Air/water heat exchanger, Wall-mounted, 3 kW, 400 V, 2~, 50/60 Hz | SK Air/water heat exchanger, Wall-mounted, 3 kW, 400 V, 2~, 50/60 Hz, WHD: 400x950x145 mm, e-Comfort controller | EC002515 | 3374540 | Rittal | 400 | 950 | 145 | 26 | x |  |  | 80.401 | 2021-05-01 | 941 | 1 | piece(s) | 4028177496088 | PCE |  |  |  | 84158300
3375100 | SK | SK Air/water heat exchanger, Wall-mounted, 5 kW, 230 V, 1~, 50/60 Hz | SK Air/water heat exchanger, wall-mounted, 5 kW, 230 V, 1~, 50/60 Hz, Water-carrying parts: copper/brass , WHD: 450 x 1400 x 220 mm | EC002515 | 3375100 | Rittal | 450 | 1400 | 220 | 39 | x |  |  | 276.748 | 2021-05-01 | 1057 | 1 | piece(s) | 4028177495715 | PCE |  |  |  | 84158300
3375500 | SK | SK Air/water heat exchanger, Wall-mounted, 5 kW, 230 V, 1~, 50/60 Hz | SK Air/water heat exchanger, wall-mounted, 5 kW, 230 V, 1~, 50/60 Hz, Water-carrying parts: copper/brass , WHD: 450 x 1400 x 220 mm | EC002515 | 3375500 | Rittal | 450 | 1400 | 220 | 39 | x |  |  | 271.247 | 2021-05-01 | 1216 | 1 | piece(s) | 4028177495722 | PCE |  |  |  | 84158300
3375504 | SK | SK Air/water heat exchanger, Wall-mounted, 4.5 kW, 230 V, 1~, 50/60 Hz | SK Air/water heat exchanger, wall-mounted, 4.5 kW, 230 V, 1~, 50/60 Hz, Water-carrying parts: stainless steel, WHD: 450 x 1400 x 220 mm | EC002515 | 3375504 | Rittal | 450 | 1400 | 220 | 39 | x |  |  | 271.247 | 2021-05-01 | - € | 1 | piece(s) | 4028177496224 | PCE |  |  |  | 84158300
3375540 | SK | SK Air/water heat exchanger, Wall-mounted, 5 kW, 400 V, 2~, 50/60 Hz | SK Air/water heat exchanger, Wall-mounted, 5 kW, 400 V, 2~, 50/60 Hz, WHD: 450x1400x220 mm, e-Comfort controller | EC002515 | 3375540 | Rittal | 450 | 1400 | 220 | 42 | x |  |  | 268.663 | 2021-05-01 | 1345 | 1 | piece(s) | 4028177496187 | PCE |  |  |  | 84158300
3377000 | SK | SK Trim frame, for Blue e cooling unit SK 3366, Sheet steel | SK Trim frame, for cooling unit Blue e SK 3366, Sheet steel | EC002617 | 3377000 | Rittal | 448 | 1583 | 140 | 11.5 | x |  |  | 127.512 | 2021-05-01 | 178.7 | 1 | piece(s) | 4028177459076 | PCE |  |  |  | 73269098
3378300 | SK | Liquid Cooling Package, Air/water heat exchanger, 9.5 kW, 300 x 2000 x 600 mm | SK Liquid Cooling Package, Air/water heat exchanger in baying system VX25, 9.5 kW, 230 V, 1~, 50/60 Hz, Water-carrying parts: copper/brass, WHD: 300 x 2000 x 600 mm | EC002515 | 3378300 | Rittal | 300 | 2000 | 600 | 106 | x |  |  | 1080.54 | 2021-05-01 | 3244 | 1 | piece(s) | 4028177958265 | PCE |  |  |  | 84158200
3378380 | SK | Liquid Cooling Package, Air/water heat exchanger, 9.5 kW, 300 x 2000 x 800 mm | SK Liquid Cooling Package, Air/water heat exchanger in baying system VX25, 9.5 kW, 230 V, 1~, 50/60 Hz, Water-carrying parts: copper/brass, WHD: 300 x 2000 x 800 mm | EC002515 | 3378380 | Rittal | 300 | 2000 | 800 | 115 | x |  |  | 1158.84 | 2021-05-01 | 3368 | 1 | piece(s) | 4028177958272 | PCE |  |  |  | 84158200
3382500 | SK | SK Blue e cooling unit, Roof-mounted, 0.55 kW, 230 V, 1~, 50/60 Hz, Sheet steel | SK cooling unit Blue e, roof-mounted, 0.55 kW, 230 V, 1~, 50/60 Hz, Sheet steel, WHD: 597 x 417 x 380 mm | EC000855 | 3382500 | Rittal | 597 | 417 | 380 | 30 | x |  |  | 176.985 | 2021-05-01 | 974 | 1 | piece(s) | 4028177323162 | PCE |  |  |  | 84158200
3382510 | SK | SK Blue e cooling unit, Wall-mounted, 0.55 kW, 115 V, 1~, 50/60 Hz, Sheet steel | SK cooling unit Blue e, roof-mounted, 0.55 kW, 115 V, 1~, 50/60 Hz, Sheet steel, WHD: 597 x 417 x 380 mm | EC000855 | 3382510 | Rittal | 597 | 417 | 380 | 35 | x |  |  | 77.781 | 2021-05-01 | 1126 | 1 | piece(s) | 4028177323155 | PCE |  |  |  | 84158200
3382600 | SK | SK Blue e cooling unit, Wall-mounted, 0.55 kW, 230 V, 1~, 50/60 Hz | SK cooling unit Blue e, roof-mounted, 0.55 kW, 230 V, 1~, 50/60 Hz, Stainless steel, WHD: 597 x 417 x 380 mm | EC000855 | 3382600 | Rittal | 597 | 417 | 380 | 30 | x |  |  | 0 | 2021-05-01 | 1373 | 1 | piece(s) | 4028177380028 | PCE |  |  |  | 84158200
3383500 | SK | SK Blue e cooling unit, Roof-mounted, 1 kW, 230 V, 1~, 50/60 Hz, Sheet steel | SK cooling unit Blue e, roof-mounted, 1 kW, 230 V, 1~, 50/60 Hz, Sheet steel, WHD: 597 x 417 x 475 mm | EC000855 | 3383500 | Rittal | 597 | 417 | 475 | 40 | x |  |  | 210.416 | 2021-05-01 | 1192 | 1 | piece(s) | 4028177323216 | PCE |  |  |  | 84158200
3383510 | SK | SK Blue e cooling unit, Wall-mounted, 1 kW, 115 V, 1~, 50/60 Hz, Sheet steel | SK cooling unit Blue e, roof-mounted, 1 kW, 115 V, 1~, 50/60 Hz, Sheet steel, WHD: 597 x 417 x 475 mm | EC000855 | 3383510 | Rittal | 597 | 417 | 475 | 46 | x |  |  | 192.186 | 2021-05-01 | 1350 | 1 | piece(s) | 4028177323209 | PCE |  |  |  | 84158200
3383540 | SK | SK Blue e cooling unit, Roof-mounted, 1 kW, 400 V, 2~, 50/60 Hz, Sheet steel | SK cooling unit Blue e, roof-mounted, 1 kW, 400 V, 2~, 50/60 Hz, Sheet steel, WHD: 597 x 417 x 475 mm | EC000855 | 3383540 | Rittal | 597 | 417 | 475 | 46 | x |  |  | 210.416 | 2021-05-01 | 1320 | 1 | piece(s) | 4028177323223 | PCE |  |  |  | 84158200
3383600 | SK | SK Blue e cooling unit, Wall-mounted, 1 kW, 230 V, 1~, 50/60 Hz, Stainless steel | SK cooling unit Blue e, roof-mounted, 1 kW, 230 V, 1~, 50/60 Hz, Stainless steel, WHD: 597 x 417 x 475 mm | EC000855 | 3383600 | Rittal | 597 | 417 | 475 | 40 | x |  |  | 192.186 | 2021-05-01 | 1592 | 1 | piece(s) | 4028177380073 | PCE |  |  |  | 84158200
3384500 | SK | SK Blue e cooling unit, Roof-mounted, 1.5 kW, 230 V, 1~, 50/60 Hz, Sheet steel | SK cooling unit Blue e, roof-mounted, 1.5 kW, 230 V, 1~, 50/60 Hz, Sheet steel, WHD: 597 x 417 x 475 mm | EC000855 | 3384500 | Rittal | 597 | 417 | 475 | 41 | x |  |  | 219.083 | 2021-05-01 | 1292 | 1 | piece(s) | 4028177322875 | PCE |  |  |  | 84158200
3384510 | SK | SK Blue e cooling unit, Wall-mounted, 1.5 kW, 115 V, 1~, 50/60 Hz, Sheet steel | SK cooling unit Blue e, roof-mounted, 1.5 kW, 115 V, 1~, 50/60 Hz, Sheet steel, WHD: 597 x 417 x 475 mm | EC000855 | 3384510 | Rittal | 597 | 417 | 475 | 47 | x |  |  | 219.083 | 2021-05-01 | 1372 | 1 | piece(s) | 4028177322868 | PCE |  |  |  | 84158200
3384540 | SK | SK Blue e cooling unit, Roof-mounted, 1.5 kW, 400 V, 2~, 50/60 Hz, Sheet steel | SK cooling unit Blue e, roof-mounted, 1.5 kW, 400 V, 2~, 50/60 Hz, Sheet steel, WHD: 597 x 417 x 475 mm | EC000855 | 3384540 | Rittal | 597 | 417 | 475 | 47 | x |  |  | 213.465 | 2021-05-01 | 1423 | 1 | piece(s) | 4028177322882 | PCE |  |  |  | 84158200
3384600 | SK | SK Blue e cooling unit, Wall-mounted, 1.5 kW, 230 V, 1~, 50/60 Hz | SK cooling unit Blue e, roof-mounted, 1.5 kW, 230 V, 1~, 50/60 Hz, Stainless steel, WHD: 597 x 417 x 475 mm | EC000855 | 3384600 | Rittal | 597 | 417 | 475 | 41 | x |  |  | 197.651 | 2021-05-01 | 1710 | 1 | piece(s) | 4028177380134 | PCE |  |  |  | 84158200
3385500 | SK | SK Blue e cooling unit, Roof-mounted, 2 kW, 230 V, 1~, 50/60 Hz, Sheet steel | SK cooling unit Blue e, roof-mounted, 2 kW, 230 V, 1~, 50/60 Hz, Sheet steel, WHD: 597 x 417 x 475 mm | EC000855 | 3385500 | Rittal | 597 | 417 | 475 | 42 | x |  |  | 213.465 | 2021-05-01 | 1671 | 1 | piece(s) | 4028177323278 | PCE |  |  |  | 84158200
3385510 | SK | SK Blue e cooling unit, Wall-mounted, 2 kW, 115 V, 1~, 50/60 Hz, Sheet steel | SK cooling unit Blue e, roof-mounted, 2 kW, 115 V, 1~, 50/60 Hz, Sheet steel, WHD: 597 x 417 x 475 mm | EC000855 | 3385510 | Rittal | 597 | 417 | 475 | 48 | x |  |  | 219.083 | 2021-05-01 | 1835 | 1 | piece(s) | 4028177323261 | PCE |  |  |  | 84158200
3385540 | SK | SK Blue e cooling unit, Roof-mounted, 2 kW, 400 V, 2~, 50/60 Hz, Sheet steel | SK cooling unit Blue e, roof-mounted, 2 kW, 400 V, 2~, 50/60 Hz, Sheet steel, WHD: 597 x 417 x 475 mm | EC000855 | 3385540 | Rittal | 597 | 417 | 475 | 48 | x |  |  | 213.465 | 2021-05-01 | 1810 | 1 | piece(s) | 4028177323285 | PCE |  |  |  | 84158200
3385600 | SK | SK Blue e cooling unit, Wall-mounted, 2 kW, 230 V, 1~, 50/60 Hz, Stainless steel | SK cooling unit Blue e, roof-mounted, 2 kW, 230 V, 1~, 50/60 Hz, Stainless steel, WHD: 597 x 417 x 475 mm | EC000855 | 3385600 | Rittal | 597 | 417 | 475 | 42 | x |  |  | 192.186 | 2021-05-01 | 1979 | 1 | piece(s) | 4028177380196 | PCE |  |  |  | 84158200
3385640 | SK | SK Blue e cooling unit, Wall-mounted, 2 kW, 400 V, 2~, 50/60 Hz, Stainless steel | SK cooling unit Blue e, roof-mounted, 2 kW, 400 V, 2~, 50/60 Hz, Stainless steel, WHD: 597 x 417 x 475 mm | EC000855 | 3385640 | Rittal | 597 | 417 | 475 | 48 | x |  |  | 195.895 | 2021-05-01 | 2197 | 1 | piece(s) | 4028177380202 | PCE |  |  |  | 84158200
3386540 | SK | SK Blue e cooling unit, Roof-mounted, 3 kW, 400/460 V, 3~, 50/60 Hz, Sheet steel | SK cooling unit Blue e, roof-mounted, 3 kW, 400-460 V, 3~, 50/60 Hz, Sheet steel, WHD: 796 x 470 x 580 mm | EC000855 | 3386540 | Rittal | 796 | 470 | 580 | 70 | x |  |  | 345.668 | 2021-05-01 | 1979 | 1 | piece(s) | 4028177323308 | PCE |  |  |  | 84158200
3386640 | SK | SK Blue e cooling unit, Wall-mounted, 3 kW, 400/460 V, 3~, 50/60 Hz | SK cooling unit Blue e, roof-mounted, 3 kW, 400-460 V, 3~, 50/60 Hz, Stainless steel, WHD: 796 x 470 x 580 mm | EC000855 | 3386640 | Rittal | 796 | 470 | 580 | 70 | x |  |  | 348.607 | 2021-05-01 | 2458 | 1 | piece(s) | 4028177380226 | PCE |  |  |  | 84158200
3387540 | SK | SK Blue e cooling unit, Roof-mounted, 3.8 kW, 400/460 V, 3~, 50/60 Hz | SK cooling unit Blue e, roof-mounted, 3.8 kW, 400-460 V, 3~, 50/60 Hz, Sheet steel, WHD: 796 x 470 x 580 mm | EC000855 | 3387540 | Rittal | 796 | 470 | 580 | 77 | x |  |  | 265.073 | 2021-05-01 | 2168 | 1 | piece(s) | 4028177323322 | PCE |  |  |  | 84158200
3387640 | SK | SK Blue e cooling unit, Wall-mounted, 3.8 kW, 400/460 V, 3~, 50/60 Hz | SK cooling unit Blue e, roof-mounted, 3.8 kW, 400-460 V, 3~, 50/60 Hz, Stainless steel, WHD: 796 x 470 x 580 mm | EC000855 | 3387640 | Rittal | 796 | 470 | 580 | 77 | x |  |  | 0 | 2021-05-01 | 2680 | 1 | piece(s) | 4028177380240 | PCE |  |  |  | 84158200
3418010 | SV | SV Bus-mounting fuse base, D02-E18, 63 A, 400 V, 3-pole | SV Bus-mounting fuse base, D02-E18, 63 A, 400 V, 3-pole, round conductor connection 1,5-25 mm², adaptor sleeve | EC001644 | 3418010 | Rittal | 27 | 209 | 0 | 1.69 | x |  |  | 0.378 | 2021-05-01 | 60.3 | 10 | piece(s) | 4028177674929 | PK | 0.018 | 0.18 | 370 | 85369095
3418020 | SV | SV Contact hazard protection cover, for bus-mounting fuse base, SV 3418010 | SV Contact hazard protection cover, for bus-mounting fuse base, SV 3418010 | EC000775 | 3418020 | Rittal | 0 |  |  | 0.32 | x |  |  | 0.113 | 2021-05-01 | 10.06 | 10 | piece(s) | 4028177674912 | PK |  |  |  | 39269097
3418030 | SV | SV Connection space extender, for bus-mounting fuse base, SV 3418010 | SV Connection space extender, for bus-mounting fuse base, SV 3418010 | EC001638 | 3418030 | Rittal | 0 |  |  | 0.7 | x |  |  | 0.341 | 2021-05-01 | 19.1 | 10 | piece(s) | 4028177674936 | PK |  |  |  | 39269097
3418040 | SV | SV Bus-mounting fuse base, D02-E18, 63 A, 400 V, 3-pole | SV Bus-mounting fuse base, D02-E18, 63 A, 400 V, 3-pole, round conductor connection 1,5-16 mm², adaptor sleeve, including cover plate | EC001644 | 3418040 | Rittal | 41 | 251 | 0 | 1.635 | x |  |  | 0.55 | 2021-05-01 | 82.2 | 5 | piece(s) | 4028177674943 | PK | 0.066 | 0.33 | 370 | 85369095
3427010 | SV | SV Bus-mounting fuse base, DII-E27, 25 A, 500 V, 3-pole | SV Bus-mounting fuse base, DII-E27, 25 A, 500 V, 3-pole, round conductor connection 1,5-16 mm², adaptor screw | EC001644 | 3427010 | Rittal | 42 | 209 | 0 | 2.47 | x |  |  | 0.567 | 2021-05-01 | 81.7 | 10 | piece(s) | 4028177674950 | PK | 0.046 | 0.46 | 370 | 85369095
3427020 | SV | SV Contact hazard protection cover, for bus-mounting fuse base, SV 3427010 | SV Contact hazard protection cover, for bus-mounting fuse base, SV 3427010 | EC000775 | 3427020 | Rittal | 0 |  |  | 0.48 | x |  |  | 0.203 | 2021-05-01 | 11.4 | 10 | piece(s) | 4028177674967 | PK |  |  |  | 85369095
3427030 | SV | SV Connection space extender, for bus-mounting fuse base, SV 3427010 | SV Connection space extender, for bus-mounting fuse base, SV 3427010 | EC001638 | 3427030 | Rittal | 0 |  |  | 0.88 | x |  |  | 0.653 | 2021-05-01 | 22.5 | 10 | piece(s) | 4028177683211 | PK |  |  |  | 73269098
3427040 | SV | SV Bus-mounting fuse base, DII-E27, 25 A, 500 V, 3-pole | SV Bus-mounting fuse base, DII-E27, 25 A, 500 V, 3-pole, round conductor connection 1,5-16 mm², adaptor screw, including cover plate | EC001644 | 3427040 | Rittal | 56 | 251 | 0 | 2.12 | x |  |  | 0.894 | 2021-05-01 | 98.7 | 5 | piece(s) | 4028177674974 | PK | 0.094 | 0.47 | 370 | 85369095
3431000 | SV | SV NH fuse-switch disconnector, size 000, 100 A, 690 V, 3-pole, box terminal | SV NH fuse-switch disconnector, size 000, 100 A, 690 V, 3-pole, box terminal, for mounting plate assembly | EC001040 | 3431000 | Rittal | 89 | 141.5 | 0 | 0.451 | x |  |  | 1.026 | 2021-05-01 | 20.7 | 1 | piece(s) | 4028177042391 | PCE | 0.15 | 0.15 | 370 | 85369095
3431020 | SV | SV NH fuse-switch disconnector, size 000, 100 A, 690 V, 3-pole, box terminal | SV NH fuse-switch disconnector, size 000, 100 A, 690 V, 3-pole, box terminal, cable outlet top | EC001040 | 3431020 | Rittal | 53 | 213 | 0 | 0.62 | x |  |  | 1.974 | 2021-05-01 | 32.5 | 1 | piece(s) | 4028177628724 | PCE | 0.15 | 0.15 | 370 | 85369095
3431030 | SV | SV NH fuse-switch disconnector, size 000, 100 A, 690 V, 3-pole, box terminal | SV NH fuse-switch disconnector, size 000, 100 A, 690 V, 3-pole, box terminal, cable outlet bottom | EC001040 | 3431030 | Rittal | 53 | 213 | 0 | 0.6 | x |  |  | 1.95 | 2021-05-01 | 32.5 | 1 | piece(s) | 4028177628731 | PCE | 0.15 | 0.15 | 370 | 85369095
3431035 | SV | SV NH fuse-switch disconnector, size 000, 100 A, 690 V, 3-pole, box terminal | SV NH fuse-switch disconnector, size 000, 100 A, 690 V, 3-pole, box terminal, with electronic fuse monitoring, cable outlet bottom | EC001040 | 3431035 | Rittal | 53 | 213 | 0 | 0.68 | x |  |  | 2.404 | 2021-05-01 | 118.2 | 1 | piece(s) | 4028177694125 | PCE | 0.15 | 0.15 | 370 | 85369095
3433010 | SV | SV Bus-mounting fuse base, DIII-E33, 63 A, 690 V, 3-pole | SV Bus-mounting fuse base, DIII-E33, 63 A, 690 V, 3-pole, round conductor connection 1,5-25 mm², adaptor screw | EC001644 | 3433010 | Rittal | 57 | 209 | 0 | 2.94 | x |  |  | 0.756 | 2021-05-01 | 93.9 | 10 | piece(s) | 4028177674998 | PK | 0.071 | 0.71 | 370 | 85369095
3433020 | SV | SV Contact hazard protection cover, for bus-mounting fuse base, SV 3433010 | SV Contact hazard protection cover, for bus-mounting fuse base, SV 3433010 | EC000775 | 3433020 | Rittal | 0 |  |  | 0.55 | x |  |  | 0.27 | 2021-05-01 | 13 | 10 | piece(s) | 4028177675001 | PK |  |  |  | 39269097
3433030 | SV | SV Connection space extender, for bus-mounting fuse base, SV 3433010 | SV Connection space extender, for bus-mounting fuse base, SV 3433010 | EC001638 | 3433030 | Rittal | 0 |  |  | 0.94 | x |  |  | 0.575 | 2021-05-01 | 26.2 | 10 | piece(s) | 4028177683228 | PK |  |  |  | 73269098
3433040 | SV | SV Bus-mounting fuse base, DIII-E33, 63 A, 690 V, 3-pole | SV Bus-mounting fuse base, DIII-E33, 63 A, 690 V, 3-pole, round conductor connection 1,5-16 mm², adaptor screw, including cover plate | EC001644 | 3433040 | Rittal | 71 | 251 | 0 | 2.495 | x |  |  | 1.05 | 2021-05-01 | 112.6 | 5 | piece(s) | 4028177675018 | PK | 0.119 | 0.595 | 370 | 85369095
3439010 | SV | SV Connection adaptor, 600 A, 690 V, 3-pole, cable outet top/bottom | SV Connection adaptor, 600 A, 690 V, 3-pole, cable outet top/bottom, round conductor connection 35-240 mm², clamping area WH: 24x21 mm | EC001531 | 3439010 | Rittal | 180 | 247 | 0 | 4.56 | x |  |  | 7.03 | 2021-05-01 | 80.3 | 1 | piece(s) | 4028177236295 | PCE | 0.732 | 0.732 | 370 | 85369010
3450500 | SV | SV Conductor connection clamp, 1-4 mm², for bar thickness 5 mm | SV Conductor connection clamp, 1-4 mm², for bar thickness 5 mm | EC000001 | 3450500 | Rittal | 0 | 0 | 0 | 0.27 | x |  |  | 0.012 | 2021-05-01 | 6.64 | 15 | piece(s) | 4028177042674 | PK |  |  |  | 85369010
3450505 | SV | SV Conductor connection clamp, 0,5 - 6 mm² (Push-in), for bar thickness 5 mm | SV Conductor connection clamp, 0,5 - 6 mm² (Push-in), for bar thickness 5 mm | EC000001 | 3450505 | Rittal | 0 | 0 | 0 | 0.14 | x |  |  | 0.017 | 2021-05-01 | 8.63 | 10 | piece(s) | 4028177813960 | PK |  |  |  | 85369010
3451500 | SV | SV Conductor connection clamp, 2,5-16 mm², clamping area WH: 8x8 mm | SV Conductor connection clamp, 2,5-16 mm², clamping area WH: 8x8 mm, for bar thickness 5 mm | EC000001 | 3451500 | Rittal | 0 | 0 | 0 | 0.42 | x |  |  | 0.015 | 2021-05-01 | 6.84 | 15 | piece(s) | 4028177042681 | PK |  |  |  | 85369010
3451505 | SV | Connection of round conductors, single-wire: 1.5-16 mm², multi-wire: 1.5-16 mm² | SV Conductor connection clamp, 1.5 – 16 mm² (Push-in), for bar thickness 5 mm | EC000001 | 3451505 | Rittal | 0 | 0 | 0 | 0.23 | x |  |  | 0.379 | 2021-05-01 | 12.1 | 10 | piece(s) | 4028177813977 | PK |  |  |  | 85369010
3452500 | SV | SV Conductor connection clamp, 16-50 mm², clamping area WH: 10,5x11 mm | SV Conductor connection clamp, 16-50 mm², clamping area WH: 10,5x11 mm, for bar thickness 5 mm | EC000001 | 3452500 | Rittal | 0 | 0 | 0 | 1.02 | x |  |  | 0.056 | 2021-05-01 | 11.4 | 15 | piece(s) | 4028177042698 | PK |  |  |  | 85369010
3453500 | SV | SV Conductor connection clamp, 35-70 mm², clamping area WH: 16,5x15 mm | SV Conductor connection clamp, 35-70 mm², clamping area WH: 16,5x15 mm, for bar thickness 5 mm | EC000001 | 3453500 | Rittal | 0 | 0 | 0 | 1.68 | x |  |  | 0.05 | 2021-05-01 | 12.9 | 15 | piece(s) | 4028177042704 | PK |  |  |  | 85369010
3454500 | SV | SV Conductor connection clamp, 70-185 mm², clamping area WH: 22,5x20 mm | SV Conductor connection clamp, 70-185 mm², clamping area WH: 22,5x20 mm, for bar thickness 5 mm | EC000001 | 3454500 | Rittal | 0 | 0 | 0 | 1.995 | x |  |  | 0 | 2021-05-01 | 24.8 | 15 | piece(s) | 4028177042711 | PK |  |  |  | 85369010
3455500 | SV | SV Conductor connection clamp, 1-4 mm², for bar thickness 10 mm | SV Conductor connection clamp, 1-4 mm², for bar thickness 10 mm | EC000001 | 3455500 | Rittal | 0 | 0 | 0 | 0.285 | x |  |  | 0.004 | 2021-05-01 | 6.64 | 15 | piece(s) | 4028177042735 | PK |  |  |  | 85369010
3455505 | SV | SV Conductor connection clamp, 0,5-6 mm ² (Push-in), for bar thickness 10 mm | SV Conductor connection clamp, 0,5-6 mm ² (Push-in), for bar thickness 10 mm | EC000001 | 3455505 | Rittal | 0 | 0 | 0 | 0.13 | x |  |  | 0.017 | 2021-05-01 | 8.63 | 10 | piece(s) | 4028177813984 | PK |  |  |  | 85369010
3456500 | SV | SV Conductor connection clamp, 2,5-16 mm², clamping area WH: 8x8 mm | SV Conductor connection clamp, 2,5-16 mm², clamping area WH: 8x8 mm, for bar thickness 10 mm | EC000001 | 3456500 | Rittal | 0 | 0 | 0 | 0.435 | x |  |  | 0.016 | 2021-05-01 | 6.84 | 15 | piece(s) | 4028177042742 | PK |  |  |  | 85369010
3456505 | SV | SV Conductor connection clamp, 1,5-16 mm² (Push-in), for bar thickness 10 mm | SV Conductor connection clamp, 1,5-16 mm² (Push-in), for bar thickness 10 mm | EC000001 | 3456505 | Rittal | 0 | 0 | 0 | 0.23 | x |  |  | 0.038 | 2021-05-01 | 12.1 | 10 | piece(s) | 4028177813991 | PK |  |  |  | 85369010
3457500 | SV | SV Conductor connection clamp, 16-50 mm², clamping area WH: 10,5x11 mm | SV Conductor connection clamp, 16-50 mm², clamping area WH: 10,5x11 mm, for bar thickness 10 mm | EC000001 | 3457500 | Rittal | 0 | 0 | 0 | 1.035 | x |  |  | 0.048 | 2021-05-01 | 11.4 | 15 | piece(s) | 4028177042759 | PK |  |  |  | 85369010
3458500 | SV | SV Conductor connection clamp, 35-70 mm², clamping area WH: 16,5x15 mm | SV Conductor connection clamp, 35-70 mm², clamping area WH: 16,5x15 mm, for bar thickness 10 mm | EC000001 | 3458500 | Rittal | 0 | 0 | 0 | 1.665 | x |  |  | 0 | 2021-05-01 | 12.9 | 15 | piece(s) | 4028177042766 | PK |  |  |  | 85369010
3459500 | SV | SV Conductor connection clamp, 70-185 mm², clamping area WH: 22,5x20 mm | SV Conductor connection clamp, 70-185 mm², clamping area WH: 22,5x20 mm, for bar thickness 10 mm | EC000001 | 3459500 | Rittal | 0 | 0 | 0 | 2.04 | x |  |  | 0.085 | 2021-05-01 | 24.8 | 15 | piece(s) | 4028177042780 | PK |  |  |  | 85369010
3460500 | SV | SV Plate clamp, for laminated copper bar, clamping area WH: 65x10 mm | SV Plate clamp, for laminated copper bar, clamping area WH: 65x10 mm, for busbar WH: 80x10 mm | EC000001 | 3460500 | Rittal |  |  |  | 2.202 | x |  |  | 0.132 | 2021-05-01 | 18.4 | 3 | piece(s) | 4028177149793 | PK |  |  |  | 85369010
3504000 | SV | SV Busbar connector, PLS 800, single connection | SV Busbar connector, PLS 800, single connection | EC000713 | 3504000 | Rittal |  |  |  | 1.023 | x |  |  | 0.114 | 2021-05-01 | 33 | 3 | piece(s) | 4028177043220 | PK | 0.33 | 0.99 | 370 | 85369010
3505000 | SV | SV Busbar connector, PLS 800, bayed connection | SV Busbar connector, PLS 800, bayed connection | EC000713 | 3505000 | Rittal |  |  |  | 3.066 | x |  |  | 0.204 | 2021-05-01 | 66.8 | 3 | piece(s) | 4028177043244 | PK | 0.99 | 2.97 | 370 | 85369010
3509000 | SV | SV PLS special busbar E-Cu, L: 2400 mm, PLS 800, bar thickness: 5 mm | SV PLS special busbar E-Cu, L: 2400 mm, PLS 800, bar thickness: 5 mm, 300 mm² bar cross-section | EC001522 | 3509000 | Rittal |  |  |  | 6.74 | x |  |  | 6.827 | 2021-05-01 | 79.3 | 1 | piece(s) | 4028177043350 | PCE | 6.24 | 6.24 | 370 | 74071000
3514000 | SV | SV Busbar connector, PLS 1600, single connection | SV Busbar connector, PLS 1600, single connection | EC000713 | 3514000 | Rittal |  |  |  | 1.344 | x |  |  | 0.144 | 2021-05-01 | 41.8 | 3 | piece(s) | 4028177043510 | PK | 0.42 | 1.26 | 370 | 85369010
3515000 | SV | SV Busbar connector, PLS 1600, bayed connection | SV Busbar connector, PLS 1600, bayed connection | EC000713 | 3515000 | Rittal |  |  |  | 4.014 | x |  |  | 0.254 | 2021-05-01 | 83.8 | 3 | piece(s) | 4028177043534 | PK | 1.27 | 3.81 | 370 | 85369010
3516000 | SV | SV PLS special busbar E-Cu, L: 2400 mm, PLS 1600, bar thickness: 10 mm | SV PLS special busbar E-Cu, L: 2400 mm, PLS 1600, bar thickness: 10 mm, 900 mm² bar cross-section | EC001522 | 3516000 | Rittal |  |  |  | 19.21 | x |  |  | 8.279 | 2021-05-01 | 224.2 | 1 | piece(s) | 4028177043558 | PCE | 18.71 | 18.71 | 370 | 74071000
3524000 | SV | SV PLS special busbar E-Cu, L: 495 mm, PLS 800, bar thickness: 5 mm | SV PLS special busbar E-Cu, L: 495 mm, PLS 800, bar thickness: 5 mm, 300 mm² bar cross-section | EC001522 | 3524000 | Rittal |  |  |  | 3.84 | x |  |  | 0.542 | 2021-05-01 | 49.9 | 3 | piece(s) | 4028177043664 | PK | 1.28 | 3.84 | 370 | 74071000
3525000 | SV | SV PLS special busbar E-Cu, L: 695 mm, PLS 800, bar thickness: 5 mm | SV PLS special busbar E-Cu, L: 695 mm, PLS 800, bar thickness: 5 mm, 300 mm² bar cross-section | EC001522 | 3525000 | Rittal |  |  |  | 5.4 | x |  |  | 0.811 | 2021-05-01 | 63.4 | 3 | piece(s) | 4028177043695 | PK | 1.8 | 5.4 | 370 | 74071000
3525010 | SV | SV PLS special busbar E-Cu, L: 895 mm, PLS 800, bar thickness: 5 mm | SV PLS special busbar E-Cu, L: 895 mm, PLS 800, bar thickness: 5 mm, 300 mm² bar cross-section | EC001522 | 3525010 | Rittal |  |  |  | 6.96 | x |  |  | 0.975 | 2021-05-01 | 84.1 | 3 | piece(s) | 4028177504004 | PK | 2.32 | 6.96 | 370 | 74071000
3526000 | SV | SV PLS special busbar E-Cu, L: 1095 mm, PLS 800, bar thickness: 5 mm | SV PLS special busbar E-Cu, L: 1095 mm, PLS 800, bar thickness: 5 mm, 300 mm² bar cross-section | EC001522 | 3526000 | Rittal |  |  |  | 8.52 | x |  |  | 0 | 2021-05-01 | 96.8 | 3 | piece(s) | 4028177043725 | PK | 2.84 | 8.52 | 370 | 74071000
3527000 | SV | SV PLS special busbar E-Cu, L: 495 mm, PLS 1600, bar thickness: 10 mm | SV PLS special busbar E-Cu, L: 495 mm, PLS 1600, bar thickness: 10 mm, 900 mm² bar cross-section | EC001522 | 3527000 | Rittal |  |  |  | 11.85 | x |  |  | 1.052 | 2021-05-01 | 153.8 | 3 | piece(s) | 4028177043756 | PK | 4 | 12 | 370 | 74071000
3528000 | SV | SV PLS special busbar E-Cu, L: 695 mm, PLS 1600, bar thickness: 10 mm | SV PLS special busbar E-Cu, L: 695 mm, PLS 1600, bar thickness: 10 mm, 900 mm² bar cross-section | EC001522 | 3528000 | Rittal |  |  |  | 16.86 | x |  |  | 1.68 | 2021-05-01 | 200.1 | 3 | piece(s) | 4028177043787 | PK | 5.62 | 16.86 | 370 | 74071000
3528010 | SV | SV PLS special busbar E-Cu, L: 895 mm, PLS 1600, bar thickness: 10 mm | SV PLS special busbar E-Cu, L: 895 mm, PLS 1600, bar thickness: 10 mm, 900 mm² bar cross-section | EC001522 | 3528010 | Rittal |  |  |  | 21.72 | x |  |  | 1.785 | 2021-05-01 | 261 | 3 | piece(s) | 4028177504011 | PK | 7.24 | 21.72 | 370 | 74071000
3529000 | SV | SV PLS special busbar E-Cu, L: 1095 mm, PLS 1600, bar thickness: 10 mm | SV PLS special busbar E-Cu, L: 1095 mm, PLS 1600, bar thickness: 10 mm, 900 mm² bar cross-section | EC001522 | 3529000 | Rittal |  |  |  | 26.58 | x |  |  | 0 | 2021-05-01 | 334 | 3 | piece(s) | 4028177043817 | PK | 8.86 | 26.58 | 370 | 74071000
3548000 | SV | SV Support rail 35x7,5 mm, W: 54 mm, sheet steel | SV Support rail 35x7,5 mm, W: 54 mm, sheet steel | EC001285 | 3548000 | Rittal | 54 |  |  | 0.2 | x |  |  | 0.035 | 2021-05-01 | 6.53 | 10 | piece(s) | 4028177044135 | PK |  |  |  | 73269098
3550000 | SV | SV Conductor connection clamp, 1-4 mm², for bar thickness 3-5 mm, brass | SV Conductor connection clamp, 1-4 mm², for bar thickness 3-5 mm, brass | EC000001 | 3550000 | Rittal | 0 | 0 | 0 | 0.375 | x |  |  | 0.017 | 2021-05-01 | 18.9 | 15 | piece(s) | 4028177044159 | PK |  |  |  | 85369010
3554000 | SV | SV Plate clamp, for laminated copper bar, clamping area WH: 34x10 mm | SV Plate clamp, for laminated copper bar, clamping area WH: 34x10 mm, for busbar WH: 12x5-30x10 mm | EC000001 | 3554000 | Rittal |  |  |  | 0.822 | x |  |  | 0.088 | 2021-05-01 | 11.3 | 3 | piece(s) | 4028177044234 | PK |  |  |  | 85369010
3555000 | SV | SV Conductor connection clamp, 1-4 mm², for bar thickness 6-10 mm, brass | SV Conductor connection clamp, 1-4 mm², for bar thickness 6-10 mm, brass | EC000001 | 3555000 | Rittal | 0 | 0 | 0 | 0.405 | x |  |  | 0.026 | 2021-05-01 | 19.8 | 15 | piece(s) | 4028177044258 | PK |  |  |  | 85369010
3559000 | SV | SV Plate clamp, for laminated copper bar, clamping area WH: 34x10 mm | SV Plate clamp, for laminated copper bar, clamping area WH: 34x10 mm, for busbar WH: 40x10 mm | EC000001 | 3559000 | Rittal |  |  |  | 0.927 | x |  |  | 0.104 | 2021-05-01 | 12.3 | 3 | piece(s) | 4028177044333 | PK |  |  |  | 85369010
3560000 | SV | SV Plate clamp, for laminated copper bar, clamping area WH: 34x10 mm | SV Plate clamp, for laminated copper bar, clamping area WH: 34x10 mm, for busbar WH: 50x10 mm | EC000001 | 3560000 | Rittal |  |  |  | 1.044 | x |  |  | 0.081 | 2021-05-01 | 12.9 | 3 | piece(s) | 4028177044357 | PK |  |  |  | 85369010
3561000 | SV | SV Plate clamp, for laminated copper bar, clamping area WH: 34x10 mm | SV Plate clamp, for laminated copper bar, clamping area WH: 34x10 mm, for busbar WH: 60x10 mm | EC000001 | 3561000 | Rittal |  |  |  | 1.173 | x |  |  | 0.116 | 2021-05-01 | 13.8 | 3 | piece(s) | 4028177044371 | PK |  |  |  | 85369010
3562000 | SV | SV Plate clamp, for laminated copper bar, clamping area WH: 54x10 mm | SV Plate clamp, for laminated copper bar, clamping area WH: 54x10 mm, for busbar WH: 50x10 mm | EC000001 | 3562000 | Rittal |  |  |  | 1.413 | x |  |  | 0.109 | 2021-05-01 | 13.5 | 3 | piece(s) | 4028177044395 | PK |  |  |  | 85369010
3563000 | SV | SV Plate clamp, for laminated copper bar, clamping area WH: 54x10 mm | SV Plate clamp, for laminated copper bar, clamping area WH: 54x10 mm, for busbar WH: 60x10 mm | EC000001 | 3563000 | Rittal |  |  |  | 1.569 | x |  |  | 0.147 | 2021-05-01 | 14.3 | 3 | piece(s) | 4028177044418 | PK |  |  |  | 85369010
3565005 | SV | SV Laminated copper bar, WH: 9x4,8 mm, L: 2000 mm | SV Laminated copper bar, WH: 9x4,8 mm, L: 2000 mm | EC001522 | 3565005 | Rittal |  |  |  | 1.27 | x |  |  | 2.487 | 2021-05-01 | 19.3 | 1 | piece(s) | 4028177666719 | PCE | 0.77 | 0.77 | 370 | 74071000
3568005 | SV | SV Laminated copper bar, WH: 15,5x4,8 mm, L: 2000 mm | SV Laminated copper bar, WH: 15,5x4,8 mm, L: 2000 mm | EC001522 | 3568005 | Rittal |  |  |  | 1.83 | x |  |  | 4.131 | 2021-05-01 | 25.9 | 1 | piece(s) | 4028177666740 | PCE | 1.33 | 1.33 | 370 | 74071000
3569005 | SV | SV Laminated copper bar, WH: 15,5x8 mm, L: 2000 mm | SV Laminated copper bar, WH: 15,5x8 mm, L: 2000 mm | EC001522 | 3569005 | Rittal |  |  |  | 2.72 | x |  |  | 4.131 | 2021-05-01 | 37.8 | 1 | piece(s) | 4028177666757 | PCE | 2.22 | 2.22 | 370 | 74071000
3570005 | SV | SV Laminated copper bar, WH: 20x5 mm, L: 2000 mm | SV Laminated copper bar, WH: 20x5 mm, L: 2000 mm | EC001522 | 3570005 | Rittal |  |  |  | 2.3 | x |  |  | 1.794 | 2021-05-01 | 38.6 | 1 | piece(s) | 4028177666764 | PCE | 1.8 | 1.8 | 370 | 74071000
3571005 | SV | SV Laminated copper bar, WH: 24x5 mm, L: 2000 mm | SV Laminated copper bar, WH: 24x5 mm, L: 2000 mm | EC001522 | 3571005 | Rittal |  |  |  | 2.65 | x |  |  | 4.111 | 2021-05-01 | 42.7 | 1 | piece(s) | 4028177666771 | PCE | 2.15 | 2.15 | 370 | 74071000
3572005 | SV | SV Laminated copper bar, WH: 24x10 mm, L: 2000 mm | SV Laminated copper bar, WH: 24x10 mm, L: 2000 mm | EC001522 | 3572005 | Rittal |  |  |  | 4.8 | x |  |  | 4.111 | 2021-05-01 | 78.1 | 1 | piece(s) | 4028177666788 | PCE | 4.3 | 4.3 | 370 | 74071000
3573005 | SV | SV Laminated copper bar, WH: 32x5 mm, L: 2000 mm | SV Laminated copper bar, WH: 32x5 mm, L: 2000 mm | EC001522 | 3573005 | Rittal |  |  |  | 3.4 | x |  |  | 3.264 | 2021-05-01 | 56.3 | 1 | piece(s) | 4028177666795 | PCE | 2.87 | 2.87 | 370 | 74071000
3574005 | SV | SV Laminated copper bar, WH: 32x10 mm, L: 2000 mm | SV Laminated copper bar, WH: 32x10 mm, L: 2000 mm | EC001522 | 3574005 | Rittal |  |  |  | 6.5 | x |  |  | 3.256 | 2021-05-01 | 102.1 | 1 | piece(s) | 4028177666801 | PCE | 5.73 | 5.73 | 370 | 74071000
3575005 | SV | SV Laminated copper bar, WH: 40x5 mm, L: 2000 mm | SV Laminated copper bar, WH: 40x5 mm, L: 2000 mm | EC001522 | 3575005 | Rittal |  |  |  | 4.2 | x |  |  | 9.996 | 2021-05-01 | 67.5 | 1 | piece(s) | 4028177666818 | PCE | 3.58 | 3.58 | 370 | 74071000
3576005 | SV | SV Laminated copper bar, WH: 40x10 mm, L: 2000 mm | SV Laminated copper bar, WH: 40x10 mm, L: 2000 mm | EC001522 | 3576005 | Rittal |  |  |  | 7.67 | x |  |  | 9.996 | 2021-05-01 | 124.7 | 1 | piece(s) | 4028177666825 | PCE | 7.17 | 7.17 | 370 | 74071000
3577005 | SV | SV Laminated copper bar, WH: 50x5 mm, L: 2000 mm | SV Laminated copper bar, WH: 50x5 mm, L: 2000 mm | EC001522 | 3577005 | Rittal |  |  |  | 5.2 | x |  |  | 9.996 | 2021-05-01 | 86.1 | 1 | piece(s) | 4028177666832 | PCE | 4.48 | 4.48 | 370 | 74071000
3578005 | SV | SV Laminated copper bar, WH: 50x10 mm, L: 2000 mm | SV Laminated copper bar, WH: 50x10 mm, L: 2000 mm | EC001522 | 3578005 | Rittal |  |  |  | 10.5 | x |  |  | 9.996 | 2021-05-01 | 159.8 | 1 | piece(s) | 4028177666849 | PCE | 8.96 | 8.96 | 370 | 74071000
3579005 | SV | SV Laminated copper bar, WH: 63x10 mm, L: 2000 mm | SV Laminated copper bar, WH: 63x10 mm, L: 2000 mm | EC001522 | 3579005 | Rittal |  |  |  | 12 | x |  |  | 14.811 | 2021-05-01 | 205.4 | 1 | piece(s) | 4028177666856 | PCE | 11.29 | 11.29 | 370 | 74071000
3580000 | SV | SV Busbar E-Cu, WH: 12x5 mm, L: 2400 mm | SV Busbar E-Cu, WH: 12x5 mm, L: 2400 mm | EC001522 | 3580000 | Rittal |  |  |  | 10.74 | x |  |  | 0.3 | 2021-05-01 | 80 | 6 | piece(s) | 4028177044746 | PK | 1.29 | 7.74 | 370 | 74071000
3580100 | SV | SV Busbar E-Cu, WH: 12x10 mm, L: 2400 mm | SV Busbar E-Cu, WH: 12x10 mm, L: 2400 mm | EC001522 | 3580100 | Rittal |  |  |  | 18.48 | x |  |  | 0.45 | 2021-05-01 | 164.2 | 6 | piece(s) | 4028177219526 | PK | 2.58 | 15.48 | 370 | 74071000
3581000 | SV | SV Busbar E-Cu, WH: 15x5 mm, L: 2400 mm | SV Busbar E-Cu, WH: 15x5 mm, L: 2400 mm | EC001522 | 3581000 | Rittal |  |  |  | 12.66 | x |  |  | 0.336 | 2021-05-01 | 109.9 | 6 | piece(s) | 4028177044760 | PK | 1.61 | 9.66 | 370 | 74071000
3581100 | SV | SV Busbar E-Cu, WH: 15x10 mm, L: 2400 mm | SV Busbar E-Cu, WH: 15x10 mm, L: 2400 mm | EC001522 | 3581100 | Rittal |  |  |  | 22.38 | x |  |  | 2.694 | 2021-05-01 | 253.3 | 6 | piece(s) | 4028177219533 | PK | 3.23 | 19.38 | 370 | 74071000
3582000 | SV | SV Busbar E-Cu, WH: 20x5 mm, L: 2400 mm | SV Busbar E-Cu, WH: 20x5 mm, L: 2400 mm | EC001522 | 3582000 | Rittal |  |  |  | 15.9 | x |  |  | 0.3 | 2021-05-01 | 128.4 | 6 | piece(s) | 4028177044784 | PK | 2.15 | 12.9 | 370 | 74071000
3582020 | SV | SV Busbar CUPONAL, WH: 20x5 mm, L: 2400 mm | SV Busbar CUPONAL, WH: 20x5 mm, L: 2400 mm | EC001522 | 3582020 | Rittal |  |  |  | 39 | x |  |  | 1.21 | 2021-05-01 | 113.8 | 6 | piece(s) | 4028177686557 | PK | 0.35 | 2.1 | 370 | 74071000
3583000 | SV | SV Busbar E-Cu, WH: 25x5 mm, L: 2400 mm | SV Busbar E-Cu, WH: 25x5 mm, L: 2400 mm | EC001522 | 3583000 | Rittal |  |  |  | 19.14 | x |  |  | 0.12 | 2021-05-01 | 170.9 | 6 | piece(s) | 4028177044807 | PK | 2.68 | 16.08 | 370 | 74071000
3584000 | SV | SV Busbar E-Cu, WH: 30x5 mm, L: 2400 mm | SV Busbar E-Cu, WH: 30x5 mm, L: 2400 mm | EC001522 | 3584000 | Rittal |  |  |  | 22.38 | x |  |  | 0.42 | 2021-05-01 | 197.2 | 6 | piece(s) | 4028177044821 | PK | 3.21 | 19.26 | 370 | 74071000
3584020 | SV | SV Busbar CUPONAL, WH: 30x5 mm, L: 2400 mm | SV Busbar CUPONAL, WH: 30x5 mm, L: 2400 mm | EC001522 | 3584020 | Rittal |  |  |  | 54 | x |  |  | 1.076 | 2021-05-01 | 171.3 | 6 | piece(s) | 4028177686571 | PK | 0.52 | 3.12 | 370 | 74071000
3585005 | SV | SV Busbar E-Cu, WH: 20x10 mm, L: 2400 mm | SV Busbar E-Cu, WH: 20x10 mm, L: 2400 mm | EC001522 | 3585005 | Rittal |  |  |  | 14.4 | x |  |  | 0.9 | 2021-05-01 | 134.2 | 3 | piece(s) | 4028177684577 | PK | 4.29 | 12.87 | 370 | 74071000
3585020 | SV | SV Busbar CUPONAL, WH: 20x10 mm, L: 2400 mm | SV Busbar CUPONAL, WH: 20x10 mm, L: 2400 mm | EC001522 | 3585020 | Rittal |  |  |  | 19.5 | x |  |  | 0.906 | 2021-05-01 | 117.4 | 3 | piece(s) | 4028177686564 | PK | 0.7 | 2.1 | 370 | 74071000
3586005 | SV | SV Busbar E-Cu, WH: 30x10 mm, L: 2400 mm | SV Busbar E-Cu, WH: 30x10 mm, L: 2400 mm | EC001522 | 3586005 | Rittal |  |  |  | 19.5 | x |  |  | 1.008 | 2021-05-01 | 200.5 | 3 | piece(s) | 4028177684584 | PK | 6.45 | 19.35 | 370 | 74071000
3586020 | SV | SV Busbar CUPONAL, WH: 30x10 mm, L: 2400 mm | SV Busbar CUPONAL, WH: 30x10 mm, L: 2400 mm | EC001522 | 3586020 | Rittal |  |  |  | 27 | x |  |  | 1.895 | 2021-05-01 | 174.8 | 3 | piece(s) | 4028177686588 | PK | 1.05 | 3.15 | 370 | 74071000
3587000 | SV | SV Busbar E-Cu, WH: 40x10 mm, L: 2400 mm | SV Busbar E-Cu, WH: 40x10 mm, L: 2400 mm | EC001522 | 3587000 | Rittal |  |  |  | 27.3 | x |  |  | 4.235 | 2021-05-01 | 272 | 3 | piece(s) | 4028177044883 | PK | 8.6 | 25.8 | 370 | 74071000
3588005 | SV | SV Busbar E-Cu, WH: 50x10 mm, L: 2400 mm | SV Busbar E-Cu, WH: 50x10 mm, L: 2400 mm | EC001522 | 3588005 | Rittal |  |  |  | 22.5 | x |  |  | 0.75 | 2021-05-01 | 208.6 | 2 | piece(s) | 4028177684591 | PK | 10.75 | 21.5 | 370 | 74071000
3589005 | SV | SV Busbar E-Cu, WH: 60x10 mm, L: 2400 mm | SV Busbar E-Cu, WH: 60x10 mm, L: 2400 mm | EC001522 | 3589005 | Rittal |  |  |  | 26 | x |  |  | 1.176 | 2021-05-01 | 264 | 2 | piece(s) | 4028177684607 | PK | 12.9 | 25.8 | 370 | 74071000
3590005 | SV | SV Busbar E-Cu, WH: 80x10 mm, L: 2400 mm | SV Busbar E-Cu, WH: 80x10 mm, L: 2400 mm | EC001522 | 3590005 | Rittal |  |  |  | 17.7 | x |  |  | 3.24 | 2021-05-01 | 176.6 | 1 | piece(s) | 4028177684614 | PCE | 17.2 | 17.2 | 370 | 74071000
3590015 | SV | SV Busbar E-Cu, WH: 100x10 mm, L: 2400 mm | SV Busbar E-Cu, WH: 100x10 mm, L: 2400 mm | EC001522 | 3590015 | Rittal |  |  |  | 21.667 | x |  |  | 3.78 | 2021-05-01 | 220.8 | 1 | piece(s) | 4028177684621 | PCE | 21.46 | 21.46 | 370 | 74071000
3590020 | SV | SV Busbar E-Cu, WH: 120x10 mm, L: 2400 mm | SV Busbar E-Cu, WH: 120x10 mm, L: 2400 mm | EC001522 | 3590020 | Rittal |  |  |  | 26 | x |  |  | 2.94 | 2021-05-01 | 267 | 1 | piece(s) | 4028177705135 | PCE | 25.78 | 25.78 | 370 | 74071000
3591060 | SV | SV Inserted screw, M12, hole diameter: 14,5 mm | SV Inserted screw, M12, hole diameter: 14,5 mm | EC002343 | 3591060 | Rittal |  |  |  | 0.27 | x |  |  | 0 | 2021-05-01 | 15.7 | 30 | piece(s) | 4028177307278 | PK |  |  |  | 85361090
3592010 | SV | SV Clamp-type terminal connection, for NH slimline fuse-switch disconnector | SV Clamp-type terminal connection, for NH slimline fuse-switch disconnector, size 00 (with screw terminal), round conductor connection 1,5-95 mm² | EC000001 | 3592010 | Rittal |  |  |  | 0.16 | x |  |  | 0 | 2021-05-01 | 7.88 | 3 | piece(s) | 4028177307261 | PK |  |  |  | 73182900
3659180 | TS | Server telescopic slides | TS server telescopic slides, for D: 600 mm, extension piece: 511.2 mm, for TS, TS IT | EC002520 | 3659180 | Rittal |  |  |  | 2.624 | x |  |  | 1.632 | 2021-05-01 | 179.4 | 2 | piece(s) | 4028177222908 | PK |  |  |  | 73269098
3659190 | TS | Server telescopic slides | TS server telescopic slides, for D: 800 mm, extension piece: 596.4 mm, for TS, TS IT | EC002520 | 3659190 | Rittal |  |  |  | 3.146 | x |  |  | 2.18 | 2021-05-01 | 206.6 | 2 | piece(s) | 4028177222915 | PK |  |  |  | 73269098
4000065 | HD | T-handle HD, Stainless steel 1.4301 (AISI 304) | HD T handle, stainless steel 1.4301 (AISI 304) | EC000327 | 4000065 | Rittal |  |  |  | 0.227 | x |  |  | 0 | 2021-05-01 | 39 | 1 | piece(s) | 4028177918849 | PCE |  |  |  | 83024110
4000100 | HD | HD Wall spacer bracket, stainless steel, 1.4301, Wall distance 50 mm | HD Wall spacer bracket, stainless steel, 1.4301, Wall distance 50 mm | EC002622 | 4000100 | Rittal |  |  |  | 0.4 | x |  |  | 0.662 | 2021-05-01 | 16.3 | 1 | piece(s) | 4028177565654 | PCE |  |  |  | 73269098
4000240 | HD | HD Levelling foot, without base mount, Stainless steel 1.4301 | HD Levelling foot, without base mount, Stainless steel 1.4301 | EC002622 | 4000240 | Rittal |  |  |  | 2.2 | x |  |  | 1.065 | 2021-05-01 | 152.1 | 4 | piece(s) | 4028177707641 | PK |  |  |  | 73181900
4000250 | HD | HD Levelling foot, with base mount, Stainless steel 1.4301 | HD Levelling foot, with base mount, Stainless steel 1.4301 | EC002622 | 4000250 | Rittal |  |  |  | 2.28 | x |  |  | 0.003 | 2021-05-01 | 166.2 | 4 | piece(s) | 4028177707658 | PK |  |  |  | 73181900
4050000 | AS | LT 1000 Storage and transport trolley | LT 1000 Storage and transport trolley | EC001203 | 4050000 | Rittal | 0 | 0 | 0 | 122 | x |  |  | 748.25 | 2021-05-01 | 1454 | 1 | piece(s) | 4028177804142 | PCE |  |  |  | 84279000
4050005 | AS | AS Smart Lifter 1.8 | Lifting and transport device for enclosures and enclosure suites. Supports simple mounting of base/plinths beneath enclosures as well as flexible transportation of complete switchgear systems up to 1.8 t. | EC000000 | 4050005 | Rittal |  |  |  | 70 | x |  |  | 745.92 | 2021-05-01 | 5875 | 2 | piece(s) | 4028177957558 | PK |  |  |  | 84279000
4050130 | AS | Functional trolley | Functional trolley | EC002224 | 4050130 | Rittal |  |  |  | 20 | x |  |  | 0 | 2021-05-01 | 1179 | 1 | piece(s) | 4028177804593 | PCE |  |  |  | 84279000
4050150 | AS | Assembly frame 150 MN | Assembly frame 150 MN | EC002224 | 4050150 | Rittal |  |  |  | 138 | x |  |  | 748.25 | 2021-05-01 | 2332 | 1 | piece(s) | 4028177804609 | PCE |  |  |  | 84279000
4050200 | AS | Assembly frame 200 EN | Assembly frame 200 EN | EC002224 | 4050200 | Rittal |  |  |  | 148 | x |  |  | 748.25 | 2021-05-01 | 2961 | 1 | piece(s) | 4028177804616 | PCE |  |  |  | 84279000
4050210 | AS | Extension assembly frame | Assembly frame extension | EC001231 | 4050210 | Rittal |  |  |  | 11.5 | x |  |  | 57.525 | 2021-05-01 | 204.5 | 1 | piece(s) | 4028177804630 | PCE |  |  |  | 84669360
4050211 | AS | Enclosure set for assembly frame | Enclosure set for assembly frame | EC001231 | 4050211 | Rittal |  |  |  | 2.42 | x |  |  | 3.819 | 2021-05-01 | 102.7 | 1 | piece(s) | 4028177804647 | PCE |  |  |  | 39269097
4050212 | AS | Wire Guide for assembly frame | Wire routing for assembly frame | EC001231 | 4050212 | Rittal |  |  |  | 0.339 | x |  |  | 2.499 | 2021-05-01 | 65.1 | 1 | piece(s) | 4028177804654 | PCE |  |  |  | 84661038
4050213 | AS | Clamping Unit top for assembly frame | Clamping Unit top for assembly frame | EC001231 | 4050213 | Rittal |  |  |  | 0.63 | x |  |  | 1.103 | 2021-05-01 | 75.5 | 1 | piece(s) | 4028177804661 | PCE |  |  |  | 84662020
4050214 | AS | Clamping Unit bottom for assembly frame | Clamping Unit bottom for assembly frame | EC001231 | 4050214 | Rittal |  |  |  | 0.53 | x |  |  | 1.155 | 2021-05-01 | 53.4 | 1 | piece(s) | 4028177804678 | PCE |  |  |  | 84662020
4050216 | AS | Wire Spool Holder for assembly frame | Wire Spool Holder for assembly frame | EC001231 | 4050216 | Rittal |  |  |  | 1.04 | x |  |  | 5.307 | 2021-05-01 | 78.6 | 1 | piece(s) | 4028177804685 | PCE |  |  |  | 84662020
4050217 | AS | Spare Battery for assembly frame | Spare battery for assembly frame | EC001231 | 4050217 | Rittal |  |  |  | 3.71 | x |  |  | 4.669 | 2021-05-01 | 235.9 | 1 | piece(s) | 4028177804692 | PCE |  |  |  | 85073080
4050218 | AS | Screw adapter for spindle hoist | Screw adaptor for spindle hoist | EC001231 | 4050218 | Rittal |  |  |  | 0.13 | x |  |  | 1.05 | 2021-05-01 | 27.3 | 1 | piece(s) | 4028177804708 | PCE |  |  |  | 82079030
4050219 | AS | Power supply of for assembly frame | Power supply for assembly table, 100 – 240 V AC, 50 – 60 Hz | EC001231 | 4050219 | Rittal |  |  |  | 0.21 | x |  |  | 0.79 | 2021-05-01 | 46.2 | 1 | piece(s) | 4028177804715 | PCE |  |  |  | 82079030
4050220 | AS | Roller conveyor for assembly frame | Roller conveyor for assembly frame | EC001231 | 4050220 | Rittal |  |  |  | 10 | x |  |  | 95.664 | 2021-05-01 | 535 | 1 | piece(s) | 4028177804722 | PCE |  |  |  | 84662020
4050221 | AS | Mounting device AE, for assembly frame | Mounting device AE, for assembly frame | EC001231 | 4050221 | Rittal |  |  |  | 15.3 | x |  |  | 126 | 2021-05-01 | 376 | 1 | piece(s) | 4028177806313 | PCE |  |  |  | 84312000
4050222 | AS | Connection adaptor for power supply | Connection adaptor for charging station power supply for 200 EN and 300 ENH assembly tables. | EC001231 | 4050222 | Rittal |  |  |  | 0.045 | x |  |  | 1.1 | 2021-05-01 | 11.5 | 1 | piece(s) | 4028177806641 | PCE |  |  |  | 85366990
4050300 | AS | Assembly frame 300 ENH | Assembly frame 300 ENH | EC002224 | 4050300 | Rittal |  |  |  | 250 | x |  |  | 2175 | 2021-05-01 | 4178 | 1 | piece(s) | 4028177804746 | PCE |  |  |  | 84279000
4050435 | AS | Wiring duct cutter MC 125 | MC 125 wiring duct cutter for manual cutting of wiring ducts and their covers to length | EC000000 | 4050435 | Rittal | 0 | 0 | 0 | 15 | x |  |  | 80.142 | 2021-05-01 | 943 | 1 | piece(s) | 4028177930933 | PCE |  |  |  | 84778095
4050437 | AS | AS Cross member cutter | For cutting iron, copper and aluminium up to 1.2 mm thickness, plastic up to max. 2.0 mm thickness, cutting width 2.7 mm | EC002778 | 4050437 | Rittal | 0 | 0 | 0 | 14 | x |  |  | 118.944 | 2021-05-01 | 1039 | 1 | piece(s) | 4028177954021 | PCE |  |  |  | 84778095
4050451 | AS | Stripping machine S 22, 0,05-6mm² | Stripping machine S 22, 0,05-6mm² | EC002778 | 4050451 | Rittal | 190 | 190 | 295 | 7.5 | x |  |  | 35.424 | 2021-05-01 | 2231 | 1 | piece(s) | 4028177804852 | PCE |  |  |  | 84798100
4050452 | AS | Crimp machine L 8, 0,5-2,5mm² | Crimp machine L 8, 0,5-2,5mm² | EC002778 | 4050452 | Rittal | 390 | 460 | 330 | 31 | x |  |  | 126 | 2021-05-01 | 10704 | 1 | piece(s) | 4028177804869 | PCE |  |  |  | 84798100
4050454 | AS | Crimp machine R 8E, 0,5-2,5mm² | Crimp machine R 8E, 0,5-2,5mm² | EC002778 | 4050454 | Rittal | 288 | 230 | 345 | 16 | x |  |  | 23.535 | 2021-05-01 | 5685 | 1 | piece(s) | 4028177813465 | PCE |  |  |  | 84798997
4050455 | AS | Length-cutting machine C8+ | C8+ automatic cutter, for wires and cables up to 8 mm diameter, | EC002778 | 4050455 | Rittal | 380 | 470 | 360 | 20 | x |  |  | 100.545 | 2021-05-01 | 5550 | 1 | piece(s) | 4028177930858 | PCE |  |  |  | 84798100
4050456 | AS | Crimping machine RC | RC crimping machine, insulation stripping and crimping, for processing 5 wire end ferrules | EC002778 | 4050456 | Rittal | 335 | 565 | 485 | 22 | x |  |  | 177.749 | 2021-05-01 | 11908 | 1 | piece(s) | 4028177930865 | PCE |  |  |  | 84629980
4050463 | AS | Wire dispenser | Wire dispenser | EC002778 | 4050463 | Rittal |  |  |  | 1.5 | x |  |  | 0 | 2021-05-01 | 274 | 1 | piece(s) | 4028177804883 | PCE |  |  |  | 84799070
4050467 | AS | Vibration conveyor 0,5 -1,0 mm² | Vibration conveyor 0,5 -1,0 mm² | EC002778 | 4050467 | Rittal |  |  |  | 0.825 | x |  |  | 10.556 | 2021-05-01 | 1082 | 1 | piece(s) | 4028177804920 | PCE |  |  |  | 84799070
4050468 | AS | Vibration conveyor 1,5 -2,5 mm² | Vibration conveyor 1,5 -2,5 mm² | EC002778 | 4050468 | Rittal |  |  |  | 0.793 | x |  |  | 10.556 | 2021-05-01 | 1082 | 1 | piece(s) | 4028177804937 | PCE |  |  |  | 84799070
4050722 | AS | AS Deburring blade | Deburring cutter with blade holder and TiN-coated blade, blade sharpened on both sides | EC001509 | 4050722 | Rittal | 0 | 0 | 0 | 0.09 | x |  |  | 0.208 | 2021-05-01 | 18.5 | 1 | piece(s) | 4028177950436 | PCE |  |  |  | 84669360
4050723 | AS | AS Steel blade | TiN-coated replacement blade for deburring cutter, blade sharpened on both sides | EC001509 | 4050723 | Rittal | 0 | 0 | 0 | 0.028 | x |  |  | 0.002 | 2021-05-01 | 33.9 | 10 | piece(s) | 4028177950399 | PK |  |  |  | 84669360
4050730 | AS | Ferrules 0,5 mm², 8mm | Wire end ferrules According to DIN colour code | EC000005 | 4050730 | Rittal |  |  |  | 0.5 | x |  |  | 0 | 2021-05-01 | 3.46 | 500 | piece(s) | 4028177804982 | PK |  |  |  | 85369010
4050731 | AS | Ferrules 0,75 mm², 8mm | Wire end ferrules According to DIN colour code | EC000005 | 4050731 | Rittal |  |  |  | 0.5 | x |  |  | 0 | 2021-05-01 | 3.55 | 500 | piece(s) | 4028177804999 | PK |  |  |  | 85369010
4050732 | AS | Ferrules 1,0 mm², 8mm | Wire end ferrules According to DIN colour code | EC000005 | 4050732 | Rittal |  |  |  | 0.5 | x |  |  | 0 | 2021-05-01 | 3.65 | 500 | piece(s) | 4028177805002 | PK |  |  |  | 85369010
4050733 | AS | Ferrules 1,5 mm², 8mm | Wire end ferrules According to DIN colour code | EC000005 | 4050733 | Rittal |  |  |  | 0.5 | x |  |  | 0 | 2021-05-01 | 3.96 | 500 | piece(s) | 4028177805019 | PK |  |  |  | 85369010
4050734 | AS | Ferrules 2,5 mm², 8mm | Wire end ferrules According to Rittal colour code | EC000005 | 4050734 | Rittal |  |  |  | 0.5 | x |  |  | 0 | 2021-05-01 | 4.36 | 500 | piece(s) | 4028177805026 | PK |  |  |  | 85369010
4050735 | AS | Ferrules 4 mm², 10mm | Wire end ferrules According to Rittal colour code | EC000005 | 4050735 | Rittal |  |  |  | 0.5 | x |  |  | 0 | 2021-05-01 | 7.69 | 500 | piece(s) | 4028177805033 | PK |  |  |  | 85369010
4050736 | AS | Ferrules 6 mm², 12mm | Wire end ferrules According to DIN colour code | EC000005 | 4050736 | Rittal |  |  |  | 0.1 | x |  |  | 0.001 | 2021-05-01 | 2.33 | 100 | piece(s) | 4028177805040 | PK |  |  |  | 85369010
4050737 | AS | Ferrules 0,5 mm², 12mm, 10x100 | Wire end ferrules According to DIN colour code | EC000005 | 4050737 | Rittal |  |  |  | 1 | x |  |  | 0 | 2021-05-01 | 20.2 | 1000 | piece(s) | 4028177805057 | PK |  |  |  | 85369010
4050738 | AS | Ferrules 0,75 mm², 12mm, 10x100 | Wire end ferrules According to DIN colour code | EC000005 | 4050738 | Rittal |  |  |  | 0.129 | x |  |  | 0.072 | 2021-05-01 | 20.9 | 1000 | piece(s) | 4028177805064 | PK |  |  |  | 85369010
4050739 | AS | Ferrules 1,0 mm², 12mm, 10x100 | Wire end ferrules According to DIN colour code | EC000005 | 4050739 | Rittal |  |  |  | 0.144 | x |  |  | 0 | 2021-05-01 | 21.7 | 1000 | piece(s) | 4028177805071 | PK |  |  |  | 85369010
4050740 | AS | Ferrules 1,5 mm², 12mm, 10x100 | Wire end ferrules According to DIN colour code | EC000005 | 4050740 | Rittal |  |  |  | 0.163 | x |  |  | 0 | 2021-05-01 | 23.2 | 1000 | piece(s) | 4028177805088 | PK |  |  |  | 85369010
4050741 | AS | Ferrules 2,5 mm², 12mm, 10x100 | Wire end ferrules According to DIN colour code | EC000005 | 4050741 | Rittal |  |  |  | 0.005 | x |  |  | 0.001 | 2021-05-01 | 24.6 | 1000 | piece(s) | 4028177805095 | PK |  |  |  | 85369010
4050742 | AS | Ferrules 0,5 mm², 8mm, AWG | Wire end ferrules According to DIN colour code | EC000005 | 4050742 | Rittal |  |  |  | 0.001 | x |  |  | 0.115 | 2021-05-01 | 5.98 | 500 | piece(s) | 4028177805101 | PK |  |  |  | 85369010
4050743 | AS | Ferrules 0,75 mm², 8mm, AWG | Wire end ferrules According to DIN colour code | EC000005 | 4050743 | Rittal |  |  |  | 0.5 | x |  |  | 0.127 | 2021-05-01 | 6.38 | 500 | piece(s) | 4028177805118 | PK |  |  |  | 85369010
4050744 | AS | Ferrules 1,0 mm², 8mm, AWG | Wire end ferrules According to DIN colour code | EC000005 | 4050744 | Rittal |  |  |  | 0.001 | x |  |  | 0 | 2021-05-01 | 7 | 500 | piece(s) | 4028177805125 | PK |  |  |  | 85369010
4050745 | AS | Ferrules 1,5 mm², 8mm, AWG | Wire end ferrules According to DIN colour code | EC000005 | 4050745 | Rittal |  |  |  | 0.5 | x |  |  | 0 | 2021-05-01 | 7.4 | 500 | piece(s) | 4028177805132 | PK |  |  |  | 85369010
4050746 | AS | Ferrules 0,5 mm², 8mm, on reel | Wire end ferrules According to DIN colour code | EC000005 | 4050746 | Rittal |  |  |  | 5 | x |  |  | 0 | 2021-05-01 | 47.5 | 5000 | piece(s) | 4028177805149 | PK |  |  |  | 85369010
4050747 | AS | Ferrules 0,75 mm², 8mm, on reel | Wire end ferrules According to DIN colour code | EC000005 | 4050747 | Rittal |  |  |  | 5 | x |  |  | 0 | 2021-05-01 | 47.5 | 5000 | piece(s) | 4028177805156 | PK |  |  |  | 85369010
4050748 | AS | Ferrules 1,0 mm², 8mm, on reel | Wire end ferrules According to DIN colour code | EC000005 | 4050748 | Rittal |  |  |  | 0.13 | x |  |  | 0 | 2021-05-01 | 47.5 | 5000 | piece(s) | 4028177805163 | PK |  |  |  | 85369010
4050749 | AS | Ferrules 1,5 mm², 8mm, on reel | Wire end ferrules According to DIN colour code | EC000005 | 4050749 | Rittal |  |  |  | 5 | x |  |  | 0 | 2021-05-01 | 47.5 | 5000 | piece(s) | 4028177805170 | PK |  |  |  | 85369010
4050750 | AS | Ferrules 2,5 mm², 8mm, on reel | Wire end ferrules According to DIN colour code | EC000005 | 4050750 | Rittal |  |  |  | 3 | x |  |  | 0 | 2021-05-01 | 33.7 | 3000 | piece(s) | 4028177805187 | PK |  |  |  | 85369010
4050752 | AS | Wire end ferrules according to Rittal colour code | Wire end ferrules for manual preassembly, 0.14 mm², AWG 26, 8 mm, grey, loosely packed, 500 pc(s). | EC000005 | 4050752 | Rittal |  |  |  | 0.5 | x |  |  | 0 | 2021-05-01 | 6.71 | 500 | piece(s) | 4028177815810 | PK |  |  |  | 85369010
4050754 | AS | Wire end ferrules according to Rittal colour code | Wire end ferrules for manual preassembly, 0.25 mm², AWG 24, 8 mm, light blue, loosely packed, 500 pc(s). | EC000005 | 4050754 | Rittal |  |  |  | 0.5 | x |  |  | 0 | 2021-05-01 | 6.08 | 500 | piece(s) | 4028177815803 | PK |  |  |  | 85369010
4050757 | AS | Wire end ferrules according to Rittal colour code | Wire end ferrules for manual preassembly, 0.34 mm², AWG 22, 8 mm, turquoise, loosely packed, 500 pc(s). | EC000005 | 4050757 | Rittal |  |  |  | 0.5 | x |  |  | 0 | 2021-05-01 | 6.08 | 500 | piece(s) | 4028177815797 | PK |  |  |  | 85369010
4050760 | AS | Wire end ferrules according to Rittal colour code | Wire end ferrules for crimping machines and manual preassembly, 0.5 mm², AWG 20, 8 mm, orange, loosely packed, 500 pc(s). | EC000005 | 4050760 | Rittal |  |  |  | 0.5 | x |  |  | 0 | 2021-05-01 | 2.66 | 500 | piece(s) | 4028177815780 | PK |  |  |  | 85369010
4050761 | AS | Wire end ferrules according to Rittal colour code | Wire end ferrules for manual preassembly, 0.5 mm², AWG 20, 10 mm, orange, loosely packed, 500 pc(s). | EC000005 | 4050761 | Rittal |  |  |  | 0.5 | x |  |  | 0 | 2021-05-01 | 5.54 | 500 | piece(s) | 4028177815773 | PK |  |  |  | 85369010
4050764 | AS | Wire end ferrules according to Rittal colour code | Wire end ferrules for crimping machines and manual preassembly, 0.75 mm², AWG 18, 8 mm, white, loosely packed, 500 pc(s). | EC000005 | 4050764 | Rittal |  |  |  | 0.5 | x |  |  | 0 | 2021-05-01 | 2.66 | 500 | piece(s) | 4028177815766 | PK |  |  |  | 85369010
4050766 | AS | Wire end ferrules according to Rittal colour code | Wire end ferrules for manual preassembly, 0.75 mm², AWG 18, 10 mm, white, loosely packed, 500 pc(s). | EC000005 | 4050766 | Rittal |  |  |  | 0.5 | x |  |  | 0 | 2021-05-01 | 5.54 | 500 | piece(s) | 4028177815759 | PK |  |  |  | 85369010
4050769 | AS | Wire end ferrules according to Rittal colour code | Wire end ferrules for crimping machines and manual preassembly, 1.0 mm², AWG 18, 8 mm, yellow, loosely packed, 500 pc(s). | EC000005 | 4050769 | Rittal |  |  |  | 0.5 | x |  |  | 0 | 2021-05-01 | 2.66 | 500 | piece(s) | 4028177815742 | PK |  |  |  | 85369010
4050770 | AS | Wire end ferrules according to Rittal colour code | Wire end ferrules for crimping machines and manual preassembly, 1.0 mm², AWG 18, 10 mm, yellow, loosely packed, 500 pc(s). | EC000005 | 4050770 | Rittal |  |  |  | 0.5 | x |  |  | 0 | 2021-05-01 | 5.54 | 500 | piece(s) | 4028177815735 | PK |  |  |  | 85369010
4050773 | AS | Wire end ferrules according to Rittal colour code | Wire end ferrules for crimping machines and manual preassembly, 1.5 mm², AWG 16, 8 mm, red, loosely packed, 500 pc(s). | EC000005 | 4050773 | Rittal |  |  |  | 0.5 | x |  |  | 0 | 2021-05-01 | 2.66 | 500 | piece(s) | 4028177815728 | PK |  |  |  | 85369010
4050774 | AS | Wire end ferrules according to Rittal colour code | Wire end ferrules for crimping machines and manual preassembly, 1.5 mm², AWG 16, 10 mm, red, loosely packed, 500 pc(s). | EC000005 | 4050774 | Rittal |  |  |  | 0.5 | x |  |  | 0 | 2021-05-01 | 5.54 | 500 | piece(s) | 4028177815711 | PK |  |  |  | 85369010
4050779 | AS | Wire end ferrules according to Rittal colour code | Wire end ferrules for manual preassembly, 2.5 mm², AWG 14, 10 mm, blue, loosely packed, 500 pc(s). | EC000005 | 4050779 | Rittal |  |  |  | 0.5 | x |  |  | 0 | 2021-05-01 | 6.3 | 500 | piece(s) | 4028177815704 | PK |  |  |  | 85369010
4050782 | AS | Wire end ferrules according to Rittal colour code | Wire end ferrules for manual preassembly, 4 mm², AWG 12, 8 mm, grey, loosely packed, 500 pc(s). | EC000005 | 4050782 | Rittal |  |  |  | 0.5 | x |  |  | 0 | 2021-05-01 | 7.36 | 500 | piece(s) | 4028177815698 | PK |  |  |  | 85369010
4050783 | AS | Wire end ferrules according to DIN colour code | Wire end ferrules for manual preassembly, 4 mm², AWG 12, 12 mm, grey, loosely packed, 500 pc(s). | EC000005 | 4050783 | Rittal |  |  |  | 0.5 | x |  |  | 0 | 2021-05-01 | 7.36 | 500 | piece(s) | 4028177815827 | PK |  |  |  | 85369010
4050785 | AS | Wire end ferrules according to Rittal colour code | Wire end ferrules for manual preassembly, 6 mm², AWG 10, 12 mm, black, loosely packed, 100 pc(s). | EC000005 | 4050785 | Rittal |  |  |  | 0.1 | x |  |  | 0 | 2021-05-01 | 1.78 | 100 | piece(s) | 4028177815681 | PK |  |  |  | 85369010
4051100 | AS | AS Wire Station WS 540 | Height-adjustable wiring workplace for flexible and ergonomic use in the workshop. | EC002224 | 4051100 | Rittal | 0 | 0 | 0 | 95 | x |  |  | 523.2 | 2021-05-01 | 3325 | 1 | piece(s) | 4028177957480 | PCE |  |  |  | 94032080
4051101 | AS | AS WS 540 shelves | 1 set of storage shelves consisting of: upper storage WxD 510 x 335 mm, lower storage WxD 510 x 200 mm for mounting below the desktop. | EC002778 | 4051101 | Rittal | 0 | 0 | 0 | 15.6 | x |  |  | 48 | 2021-05-01 | 280 | 2 | piece(s) | 4028177957411 | PK |  |  |  | 94039010
4051102 | AS | AS WS 540 component support, left | Component support unit for an automatic cutter and a printer | EC011819 | 4051102 | Rittal | 0 | 0 | 0 | 7.2 | x |  |  | 187.2 | 2021-05-01 | 556 | 1 | piece(s) | 4028177957510 | PCE |  |  |  | 94039010
4051103 | AS | AS WS 540 component support, right | Component support unit for a crimping machine | EC011819 | 4051103 | Rittal | 0 | 0 | 0 | 7.2 | x |  |  | 187.2 | 2021-05-01 | 352 | 1 | piece(s) | 4028177957343 | PCE |  |  |  | 94039010
4051104 | AS | AS WS 540 monitor attachment | Monitor fastening for WS 540 with Vesa 75 and 100 | EC011819 | 4051104 | Rittal | 0 | 0 | 0 | 4.5 | x |  |  | 48 | 2021-05-01 | 440 | 1 | piece(s) | 4028177957336 | PCE |  |  |  | 94039010
4051105 | AS | AS WS 540 LED work light | LED work lamp for WS 540, dimmable, 230 V / 50 Hz | EC002778 | 4051105 | Rittal | 545 | 90 | 35 | 2.5 | x |  |  | 67.68 | 2021-05-01 | 669 | 1 | piece(s) | 4028177957466 | PCE |  |  |  | 85395000
4051106 | AS | AS WS 540 mounting braces, vertical | Vertical fixing bar for WS 540 for fastening optional accessories | EC002778 | 4051106 | Rittal | 0 | 0 | 0 | 7.5 | x |  |  | 36 | 2021-05-01 | 219.3 | 1 | piece(s) | 4028177957428 | PCE |  |  |  | 94039010
4051107 | AS | AS WS 540 storage box holder | Holder for storage boxes, incl. 3 transparent storage boxes for small parts and accessories | EC002778 | 4051107 | Rittal | 0 | 0 | 0 | 1.4 | x |  |  | 12 | 2021-05-01 | 113.3 | 1 | piece(s) | 4028177957367 | PCE |  |  |  | 94039010
4051108 | AS | AS WS 540 adaptor angle | Widening bracket for vertical attachment of additional fixing bars | EC002778 | 4051108 | Rittal | 0 | 0 | 0 | 3.9 | x |  |  | 40 | 2021-05-01 | 95.5 | 1 | piece(s) | 4028177957374 | PCE |  |  |  | 94039010
4051109 | AS | AS WS 540 universal utility shelf | Storage tray for small parts and accessories for vertical attachment to the fixing bar | EC002778 | 4051109 | Rittal | 0 | 0 | 0 | 1.2 | x |  |  | 7.5 | 2021-05-01 | 122.8 | 1 | piece(s) | 4028177957435 | PCE |  |  |  | 94039010
4051110 | AS | AS WS 540 Mini-PC holder | Holder for mini PC, for example, appropriate for Dell | EC002778 | 4051110 | Rittal | 0 | 0 | 0 | 4 | x |  |  | 12.5 | 2021-05-01 | 154.3 | 1 | piece(s) | 4028177957442 | PCE |  |  |  | 94039010
4051111 | AS | AS WS 540 magazine | Magazine support for accepting 4 wire rail magazines with preassembled wires | EC002778 | 4051111 | Rittal | 0 | 0 | 0 | 4.6 | x |  |  | 24 | 2021-05-01 | 456 | 1 | piece(s) | 4028177957404 | PCE |  |  |  | 84669360
4051112 | AS | AS WS 540 stripping machine console | Console for accepting an insulation stripping machine | EC002778 | 4051112 | Rittal | 0 | 0 | 0 | 4 | x |  |  | 48 | 2021-05-01 | 183.6 | 1 | piece(s) | 4028177957350 | PCE |  |  |  | 84799070
4051113 | AS | AS WS 540 tool holder, round | Hand-held device / beverage holder for attachment to the desktop | EC002778 | 4051113 | Rittal | 0 | 0 | 0 | 0.9 | x |  |  | 4.5 | 2021-05-01 | 158.4 | 1 | piece(s) | 4028177957473 | PCE |  |  |  | 94039010
4051114 | AS | AS WS 540 socket socket strip, 5-way | 5-fold table power socket strip with switch 230 V / 50 Hz for attachment to the desktop | EC002778 | 4051114 | Rittal | 0 | 0 | 0 | 1.3 | x |  |  | 12 | 2021-05-01 | 215.1 | 1 | piece(s) | 4028177957527 | PCE |  |  |  | 85369010
4051115 | AS | AS WS 540 waste bin | Waste container, including holder | EC002778 | 4051115 | Rittal | 0 | 0 | 0 | 2.3 | x |  |  | 32 | 2021-05-01 | 153.2 | 1 | piece(s) | 4028177957503 | PCE |  |  |  | 39249000
4051116 | AS | AS wire pack holder, left | Holder for wire packets, storage size W x T 205 x 205 mm | EC002778 | 4051116 | Rittal | 0 | 0 | 0 | 2.3 | x |  |  | 14.4 | 2021-05-01 | 132.2 | 1 | piece(s) | 4028177957381 | PCE |  |  |  | 94039010
4051117 | AS | AS wire pack holder, right | Holder for wire packets, storage size W x T 205 x 205 mm | EC002778 | 4051117 | Rittal | 0 | 0 | 0 | 2.3 | x |  |  | 14.4 | 2021-05-01 | 132.2 | 1 | piece(s) | 4028177957459 | PCE |  |  |  | 94039010
4051118 | AS | AS wire coil holder, left | Holder for wire rings, storage size W x T 432 x 385 mm | EC002778 | 4051118 | Rittal | 0 | 0 | 0 | 7.2 | x |  |  | 78 | 2021-05-01 | 206.7 | 1 | piece(s) | 4028177957398 | PCE |  |  |  | 94039010
4051119 | AS | AS wire coil holder, right | Holder for wire rings, storage size W x T 432 x 385 mm | EC002778 | 4051119 | Rittal | 0 | 0 | 0 | 7.2 | x |  |  | 78 | 2021-05-01 | 206.7 | 1 | piece(s) | 4028177957497 | PCE |  |  |  | 94039010
4051120 | AS | AS WS 540 wire routing brace, vertical | Wire guide fixture for the automatic cutter for mounting on the fixing bar | EC011819 | 4051120 | Rittal | 0 | 0 | 0 | 1.8 | x |  |  | 24 | 2021-05-01 | 339 | 1 | piece(s) | 4028177958517 | PCE |  |  |  | 94039010
4051121 | AS | AS WS 540 wire routing for component support | Wire guide fixture for the automatic cutter for attachment to the component support | EC011819 | 4051121 | Rittal | 0 | 0 | 0 | 2 | x |  |  | 7.5 | 2021-05-01 | 285 | 1 | piece(s) | 4028177958548 | PCE |  |  |  | 94039010
4051525 | AS | Wire end ferrules according to DIN colour code | Wire end ferrules for manual preassembly, 2.5 mm², AWG 14, 10 mm, blue, loosely packed (10 packs of 100), 1000 pc(s). | EC000005 | 4051525 | Rittal |  |  |  | 1 | x |  |  | 0 | 2021-05-01 | 13.7 | 1000 | piece(s) | 4028177815834 | PK |  |  |  | 85369010
4051536 | AS | Wire end ferrules 0.5 mm2 x 10 mm AWG 20 | Wire end ferrules 0.5 mm² x 10 mm AWG 20 multinorm, packs of 4,000 pc(s)., colour: orange, delivery form: on belt (in accordance with the Rittal colour code), 0.5 mm² | EC000005 | 4051536 | Rittal |  |  |  | 4 | x |  |  | 0 | 2021-05-01 | 88.7 | 4000 | piece(s) | 4028177937840 | PK |  |  |  | 85369010
4051537 | AS | Wire end ferrules 0.75 mm2 x 10 mm AWG 18 | Wire end ferrules 0.75 mm² x 10 mm AWG 18 multinorm, packs of 4,000 pc(s)., colour: white, delivery form: on belt (in accordance with the Rittal colour code), 0.75 mm² | EC000005 | 4051537 | Rittal |  |  |  | 4 | x |  |  | 0 | 2021-05-01 | 90.8 | 4000 | piece(s) | 4028177937857 | PK |  |  |  | 85369010
4051538 | AS | Wire end ferrules 1.0 mm2 x 10 mm AWG 18 | Wire end ferrules 1.0 mm² x 10 mm AWG 18 multinorm, packs of 4,000 pc(s)., colour: yellow, delivery form: on belt (in accordance with the Rittal colour code), 1.0 mm² | EC000005 | 4051538 | Rittal |  |  |  | 4 | x |  |  | 0 | 2021-05-01 | 92.7 | 4000 | piece(s) | 4028177937864 | PK |  |  |  | 85369010
4051539 | AS | Wire end ferrules 1.5 mm2 x 10 mm AWG 16 | Wire end ferrules 1.5 mm² x 10 mm AWG 16 multinorm, packs of 4,000 pc(s)., colour: red, delivery form: on belt (in accordance with the Rittal colour code), 1.5 mm² | EC000005 | 4051539 | Rittal |  |  |  | 4 | x |  |  | 0 | 2021-05-01 | 93.6 | 4000 | piece(s) | 4028177937871 | PK |  |  |  | 85369010
4051540 | AS | Wire end ferrules 0.5 mm2 x 8 mm AWG 20 | Wire end ferrules 0.5 mm² x 8 mm AWG 20 multinorm, packs of 4,000 pc(s)., colour: orange, delivery form: on belt (in accordance with the Rittal colour code), 0.5 mm² | EC000005 | 4051540 | Rittal |  |  |  | 4 | x |  |  | 0 | 2021-05-01 | 43.3 | 4000 | piece(s) | 4028177937888 | PK |  |  |  | 85369010
4051541 | AS | Wire end ferrules 0.75 mm2 x 8 mm AWG 18 | Wire end ferrules 0.75 mm² x 8 mm AWG 18 multinorm, packs of 4,000 pc(s)., colour: white, delivery form: on belt (in accordance with the Rittal colour code), 0.75 mm² | EC000005 | 4051541 | Rittal |  |  |  | 4 | x |  |  | 0 | 2021-05-01 | 44.4 | 4000 | piece(s) | 4028177937895 | PK |  |  |  | 85369010
4051542 | AS | Wire end ferrules 1.0 mm2 x 8 mm AWG 18 | Wire end ferrules 1.0 mm² x 8 mm AWG 18 multinorm, packs of 4,000 pc(s)., colour: yellow, delivery form: on belt (in accordance with the Rittal colour code), 1.0 mm² | EC000005 | 4051542 | Rittal |  |  |  | 4 | x |  |  | 0 | 2021-05-01 | 45.9 | 4000 | piece(s) | 4028177937901 | PK |  |  |  | 85369010
4051543 | AS | Wire end ferrules 1.5 mm2 x 8 mm AWG 16 | Wire end ferrules 1.5 mm² x 8 mm AWG 16 multinorm, packs of 4,000 pc(s)., colour: red, delivery form: on belt (in accordance with the Rittal colour code), 1.5 mm² | EC000005 | 4051543 | Rittal |  |  |  | 4 | x |  |  | 0 | 2021-05-01 | 47 | 4000 | piece(s) | 4028177937918 | PK |  |  |  | 85369010
4051544 | AS | Wire end ferrules 0.5 mm2 x 10 mm AWG 20 | Wire end ferrules 0.5 mm² x 10 mm AWG 20 multinorm, packs of 4,000 pc(s)., colour: white, delivery form: on belt (in accordance with the DIN colour code), 0.5 mm² | EC000005 | 4051544 | Rittal |  |  |  | 4 | x |  |  | 0 | 2021-05-01 | 88.7 | 4000 | piece(s) | 4028177937925 | PK |  |  |  | 85369010
4051545 | AS | Wire end ferrules 0.75 mm2 x 10 mm AWG 18 | Wire end ferrules 0.75 mm² x 10 mm AWG 18 multinorm, packs of 4,000 pc(s)., colour: grey, delivery form: on belt (in accordance with the DIN colour code), 0.75 mm² | EC000005 | 4051545 | Rittal |  |  |  | 4 | x |  |  | 0 | 2021-05-01 | 90.8 | 4000 | piece(s) | 4028177937932 | PK |  |  |  | 85369010
4051546 | AS | Wire end ferrules 1.0 mm2 x 10 mm AWG 18 | Wire end ferrules 1.0 mm² x 10 mm AWG 18 multinorm, packs of 4,000 pc(s)., colour: red, delivery form: on belt (in accordance with the DIN colour code), 1.0 mm² | EC000005 | 4051546 | Rittal |  |  |  | 4 | x |  |  | 0 | 2021-05-01 | 92.7 | 4000 | piece(s) | 4028177937949 | PK |  |  |  | 85369010
4051547 | AS | Wire end ferrules 1.5 mm2 x 10 mm AWG 16 | Wire end ferrules 1.5 mm² x 10 mm AWG 16 multinorm, packs of 4,000 pc(s)., colour: black, delivery form: on belt (in accordance with the DIN colour code), 1.5 mm² | EC000005 | 4051547 | Rittal |  |  |  | 4 | x |  |  | 0 | 2021-05-01 | 93.6 | 4000 | piece(s) | 4028177937956 | PK |  |  |  | 85369010
4051548 | AS | Wire end ferrules 0.5 mm2 x 8 mm AWG 20 | Wire end ferrules 0.5 mm² x 8 mm AWG 20 multinorm, packs of 4,000 pc(s)., colour: white, delivery form: on belt (in accordance with the DIN colour code), 0.5 mm² | EC000005 | 4051548 | Rittal |  |  |  | 4 | x |  |  | 0 | 2021-05-01 | 43.3 | 4000 | piece(s) | 4028177937963 | PK |  |  |  | 85369010
4051549 | AS | Wire end ferrules 0.75 mm2 x 8 mm AWG 18 | Wire end ferrules 0.75 mm² x 8 mm AWG 18 multinorm, packs of 4,000 pc(s)., colour: grey, delivery form: on belt (in accordance with the DIN colour code), 0.75 mm² | EC000005 | 4051549 | Rittal |  |  |  | 4 | x |  |  | 0 | 2021-05-01 | 44.4 | 4000 | piece(s) | 4028177937970 | PK |  |  |  | 85369010
4051550 | AS | Wire end ferrules 1.0 mm2 x 8 mm AWG 18 | Wire end ferrules 1.0 mm² x 8 mm AWG 18 multinorm, packs of 4,000 pc(s)., colour: red, delivery form: on belt (in accordance with the DIN colour code), 1.0 mm² | EC000005 | 4051550 | Rittal |  |  |  | 4 | x |  |  | 0 | 2021-05-01 | 45.9 | 4000 | piece(s) | 4028177937987 | PK |  |  |  | 85369010
4051551 | AS | Wire end ferrules 1.5 mm2 x 8 mm AWG 16 | Wire end ferrules 1.5 mm² x 8 mm AWG 16 multinorm, packs of 4,000 pc(s)., colour: black, delivery form: on belt (in accordance with the DIN colour code), 1.5 mm² | EC000005 | 4051551 | Rittal |  |  |  | 4 | x |  |  | 0 | 2021-05-01 | 47 | 4000 | piece(s) | 4028177937994 | PK |  |  |  | 85369010
4051597 | AS | Wire end ferrules according to Rittal colour code | Wire end ferrules for crimping machines, 0.5 mm², AWG 20, 8 mm, orange, on belt, 5000 pc(s). | EC000005 | 4051597 | Rittal |  |  |  | 5 | x |  |  | 0 | 2021-05-01 | 47.5 | 5000 | piece(s) | 4028177920057 | PK |  |  |  | 85369010
4051598 | AS | Wire end ferrules 0.5 mm2 x 10 mm AWG 20 | Wire end ferrules 0.5 mm² x 10 mm AWG 20, packs of 5,000 pc(s)., colour: orange, delivery form: on belt (in accordance with the Rittal colour code) | EC000005 | 4051598 | Rittal |  |  |  | 5 | x |  |  | 0 | 2021-05-01 | 101.1 | 5000 | piece(s) | 4028177938663 | PK |  |  |  | 85369010
4051599 | AS | Wire end ferrules according to Rittal colour code | Wire end ferrules for crimping machines, 0.75 mm², AWG 18, 8 mm, orange, on belt, 5000 pc(s). | EC000005 | 4051599 | Rittal |  |  |  | 5 | x |  |  | 0 | 2021-05-01 | 47.5 | 5000 | piece(s) | 4028177920040 | PK |  |  |  | 85369010
4051600 | AS | Wire end ferrules 0.75 mm2 x 10 mm AWG 18 | Wire end ferrules 0.75 mm² x 10 mm AWG 18, packs of 5,000 pc(s)., colour: white, delivery form: on belt (in accordance with the Rittal colour code) | EC000005 | 4051600 | Rittal |  |  |  | 5 | x |  |  | 0 | 2021-05-01 | 102.2 | 5000 | piece(s) | 4028177938670 | PK |  |  |  | 85369010
4051601 | AS | Wire end ferrules according to Rittal colour code | Wire end ferrules for crimping machines, 1 mm², AWG 18, 8 mm, yellow, on belt, 5000 pc(s). | EC000005 | 4051601 | Rittal |  |  |  | 5 | x |  |  | 0 | 2021-05-01 | 47.5 | 5000 | piece(s) | 4028177920033 | PK |  |  |  | 85369010
4051602 | AS | Wire end ferrules 1.0 mm2 x 10 mm AWG 18 | Wire end ferrules 1.0 mm² x 10 mm AWG 18, packs of 5,000 pc(s)., colour: yellow, delivery form: on belt (in accordance with the Rittal colour code) | EC000005 | 4051602 | Rittal |  |  |  | 5 | x |  |  | 0 | 2021-05-01 | 103.2 | 5000 | piece(s) | 4028177938694 | PK |  |  |  | 85369010
4051603 | AS | Wire end ferrules according to Rittal colour code | Wire end ferrules for crimping machines, 1.5 mm², AWG 16, 8 mm, red, on belt, 5000 pc(s). | EC000005 | 4051603 | Rittal |  |  |  | 5 | x |  |  | 0 | 2021-05-01 | 47.5 | 5000 | piece(s) | 4028177920026 | PK |  |  |  | 85369010
4051604 | AS | Wire end ferrules 1.5 mm2 x 10 mm AWG 16 | Wire end ferrules 1.5 mm² x 10 mm AWG 16, packs of 5,000 pc(s)., colour: red, delivery form: on belt (in accordance with the Rittal colour code) | EC000005 | 4051604 | Rittal |  |  |  | 5 | x |  |  | 0 | 2021-05-01 | 106.5 | 5000 | piece(s) | 4028177938656 | PK |  |  |  | 85369010
4051605 | AS | Wire end ferrules 2.5 mm2 x 10 mm AWG 14 | Wire end ferrules 2.5 mm² x 10 mm AWG 14, packs of 3,000 pc(s)., colour: blue, delivery form: on belt (in accordance with the DIN/Rittal colour code) | EC000005 | 4051605 | Rittal |  |  |  | 3 | x |  |  | 0 | 2021-05-01 | 65.6 | 3000 | piece(s) | 4028177938649 | PK |  |  |  | 85369010
4051638 | AS | Wire end ferrules according to DIN colour code | Wire end ferrules for manual preassembly, 0.5 mm², AWG 20, 10 mm, white, loosely packed (10 packs of 100), 1000 pc(s). | EC000005 | 4051638 | Rittal |  |  |  | 1 | x |  |  | 0 | 2021-05-01 | 11.8 | 1000 | piece(s) | 4028177815865 | PK |  |  |  | 85369010
4051641 | AS | Wire end ferrules according to DIN colour code | Wire end ferrules for manual preassembly, 0.75 mm², AWG 18, 10 mm, grey, loosely packed (10 packs of 100), 1000 pc(s). | EC000005 | 4051641 | Rittal |  |  |  | 1 | x |  |  | 0 | 2021-05-01 | 11.8 | 1000 | piece(s) | 4028177815872 | PK |  |  |  | 85369010
4051644 | AS | Wire end ferrules according to DIN colour code | Wire end ferrules for manual preassembly, 1.0 mm², AWG 18, 10 mm, red, loosely packed (10 packs of 100), 1000 pc(s). | EC000005 | 4051644 | Rittal |  |  |  | 1 | x |  |  | 0 | 2021-05-01 | 11.8 | 1000 | piece(s) | 4028177815858 | PK |  |  |  | 85369010
4051647 | AS | Wire end ferrules according to DIN colour code | Wire end ferrules for manual preassembly, 1.5 mm², AWG 16, 10 mm, black, loosely packed (10 packs of 100), 1000 pc(s). | EC000005 | 4051647 | Rittal |  |  |  | 1 | x |  |  | 0 | 2021-05-01 | 11.8 | 1000 | piece(s) | 4028177815841 | PK |  |  |  | 85369010
4051695 | AS | Wire end ferrules 0.5 mm2 x 10 mm AWG 20 | Wire end ferrules 0.5 mm² x 10 mm AWG 20, packs of 5,000 pc(s)., colour: white, delivery form: on belt (in accordance with the DIN colour code) | EC000005 | 4051695 | Rittal |  |  |  | 5 | x |  |  | 0 | 2021-05-01 | 101.1 | 5000 | piece(s) | 4028177938632 | PK |  |  |  | 85369010
4051696 | AS | Wire end ferrules 0.75 mm2 x 10 mm AWG 18 | Wire end ferrules 0.75 mm² x 10 mm AWG 18, packs of 5,000 pc(s)., colour: grey, delivery form: on belt (in accordance with the DIN colour code) | EC000005 | 4051696 | Rittal |  |  |  | 5 | x |  |  | 0 | 2021-05-01 | 103.3 | 5000 | piece(s) | 4028177938625 | PK |  |  |  | 85369010
4051697 | AS | Wire end ferrules 1.0 mm2 x 10 mm AWG 18 | Wire end ferrules 1.0 mm² x 10 mm AWG 18, packs of 5,000 pc(s)., colour: red, delivery form: on belt (in accordance with the DIN colour code) | EC000005 | 4051697 | Rittal |  |  |  | 5 | x |  |  | 0 | 2021-05-01 | 103.2 | 5000 | piece(s) | 4028177938618 | PK |  |  |  | 85369010
4051698 | AS | Wire end ferrules 1.5 mm2 x 10 mm AWG 16 | Wire end ferrules 1.5 mm² x 10 mm AWG 16, packs of 5,000 pc(s)., colour: black, delivery form: on belt (in accordance with the DIN colour code) | EC000005 | 4051698 | Rittal |  |  |  | 5 | x |  |  | 0 | 2021-05-01 | 106.9 | 5000 | piece(s) | 4028177938687 | PK |  |  |  | 85369010
4052000 | AS | AS multitool AX/VX | Multitool with various application functions for AX/VX | EC011837 | 4052000 | Rittal | 0 | 0 | 0 | 0.31 | x |  |  | 0.646 | 2021-05-01 | 20.8 | 1 | piece(s) | 4028177957572 | PCE |  |  |  | 82055980
4052001 | AS | Screwdriver uninsulated SL 2,5 x 0,4 | Screwdriver uninsulated SL 2,5 x 0,4 | EC000158 | 4052001 | Rittal | 0 | 0 | 0 | 0.027 | x |  |  | 0.103 | 2021-05-01 | 2.97 | 1 | piece(s) | 4028177807037 | PCE |  |  |  | 82054000
4052003 | AS | Screwdriver uninsulated SL 3,5 x 0,6 | Screwdriver uninsulated SL 3,5 x 0,6 | EC000158 | 4052003 | Rittal | 0 | 0 | 0 | 0.033 | x |  |  | 0.119 | 2021-05-01 | 3.23 | 1 | piece(s) | 4028177807044 | PCE |  |  |  | 82054000
4052004 | AS | Screwdriver uninsulated SL 4 x 0,8 | Screwdriver uninsulated SL 4 x 0,8 | EC000158 | 4052004 | Rittal | 0 | 0 | 0 | 0.049 | x |  |  | 0.189 | 2021-05-01 | 3.87 | 1 | piece(s) | 4028177807051 | PCE |  |  |  | 82054000
4052007 | AS | Screwdriver uninsulated SL 5,5 x 1 | Screwdriver uninsulated SL 5,5 x 1 | EC000158 | 4052007 | Rittal | 0 | 0 | 0 | 0.082 | x |  |  | 0.306 | 2021-05-01 | 5.22 | 1 | piece(s) | 4028177807068 | PCE |  |  |  | 82054000
4052011 | AS | Screwdriver uninsulated SL 6,5 x 1,2 | Screwdriver uninsulated SL 6,5 x 1,2 | EC000158 | 4052011 | Rittal | 0 | 0 | 0 | 0.102 | x |  |  | 0.416 | 2021-05-01 | 5.74 | 1 | piece(s) | 4028177807075 | PCE |  |  |  | 82054000
4052014 | AS | Screwdriver uninsulated SL 8 x 1,2 | Screwdriver uninsulated SL 8 x 1,2 | EC000158 | 4052014 | Rittal | 0 | 0 | 0 | 0.135 | x |  |  | 0.456 | 2021-05-01 | 6.54 | 1 | piece(s) | 4028177807082 | PCE |  |  |  | 82054000
4052018 | AS | Screwdriver Stubby, uninsulated SL SL 5,5 x 1 | Screwdriver Stubby, uninsulated SL SL 5,5 x 1 | EC000158 | 4052018 | Rittal | 0 | 0 | 0 | 0.036 | x |  |  | 0.053 | 2021-05-01 | 4.52 | 1 | piece(s) | 4028177807099 | PCE |  |  |  | 82054000
4052021 | AS | Screwdriver uninsulated PZ | Screwdriver uninsulated PZ | EC000144 | 4052021 | Rittal | 0 | 0 | 0 | 0.05 | x |  |  | 0.158 | 2021-05-01 | 3.74 | 1 | piece(s) | 4028177807105 | PCE |  |  |  | 82054000
4052022 | AS | Screwdriver uninsulated PZ | Screwdriver uninsulated PZ | EC000144 | 4052022 | Rittal | 0 | 0 | 0 | 0.092 | x |  |  | 0.251 | 2021-05-01 | 4.13 | 1 | piece(s) | 4028177807112 | PCE |  |  |  | 82054000
4052031 | AS | Screwdriver uninsulated PH | Screwdriver uninsulated PH | EC000144 | 4052031 | Rittal | 0 | 0 | 0 | 0.05 | x |  |  | 0.106 | 2021-05-01 | 3.31 | 1 | piece(s) | 4028177807129 | PCE |  |  |  | 82054000
4052032 | AS | Screwdriver uninsulated PH | Screwdriver uninsulated PH | EC000144 | 4052032 | Rittal | 0 | 0 | 0 | 0.092 | x |  |  | 0.328 | 2021-05-01 | 3.91 | 1 | piece(s) | 4028177807136 | PCE |  |  |  | 82054000
4052038 | AS | Screwdriver Stubby, uninsulated PH | Screwdriver Stubby, uninsulated PH | EC000144 | 4052038 | Rittal | 0 | 0 | 0 | 0.038 | x |  |  | 0.053 | 2021-05-01 | 3.87 | 1 | piece(s) | 4028177807143 | PCE |  |  |  | 82054000
4052053 | AS | Screwdriver uninsulated Tx 10 | Screwdriver uninsulated Tx 10 | EC000801 | 4052053 | Rittal | 0 | 0 | 0 | 0.033 | x |  |  | 0.074 | 2021-05-01 | 3.36 | 1 | piece(s) | 4028177807150 | PCE |  |  |  | 82054000
4052054 | AS | Screwdriver uninsulated Tx 15 | Screwdriver uninsulated Tx 15 | EC000801 | 4052054 | Rittal | 0 | 0 | 0 | 0.05 | x |  |  | 0.189 | 2021-05-01 | 3.97 | 1 | piece(s) | 4028177807167 | PCE |  |  |  | 82054000
4052055 | AS | Screwdriver uninsulated Tx 20 | Screwdriver uninsulated Tx 20 | EC000801 | 4052055 | Rittal | 0 | 0 | 0 | 0.068 | x |  |  | 0.257 | 2021-05-01 | 4.53 | 1 | piece(s) | 4028177807174 | PCE |  |  |  | 82054000
4052056 | AS | Screwdriver uninsulated Tx 25 | Screwdriver uninsulated Tx 25 | EC000801 | 4052056 | Rittal | 0 | 0 | 0 | 0.082 | x |  |  | 0.328 | 2021-05-01 | 5.04 | 1 | piece(s) | 4028177807181 | PCE |  |  |  | 82054000
4052058 | AS | Screwdriver uninsulated Tx 30 | Screwdriver uninsulated Tx 30 | EC000801 | 4052058 | Rittal | 0 | 0 | 0 | 0.103 | x |  |  | 0.368 | 2021-05-01 | 5.85 | 1 | piece(s) | 4028177807198 | PCE |  |  |  | 82054000
4052101 | AS | Screwdriver insulated SL 3 x 0,5 | Screwdriver insulated SL 3 x 0,5 | EC000158 | 4052101 | Rittal | 0 | 0 | 0 | 0.045 | x |  |  | 0.185 | 2021-05-01 | 5.07 | 1 | piece(s) | 4028177807204 | PCE |  |  |  | 82054000
4052102 | AS | Screwdriver insulated SL 3,5 x 0,6 | Screwdriver insulated SL 3,5 x 0,6 | EC000158 | 4052102 | Rittal | 0 | 0 | 0 | 0.045 | x |  |  | 0.125 | 2021-05-01 | 5.53 | 1 | piece(s) | 4028177807211 | PCE |  |  |  | 82054000
4052104 | AS | Screwdriver insulated SL 4 x 0,8 | Screwdriver insulated SL 4 x 0,8 | EC000158 | 4052104 | Rittal | 0 | 0 | 0 | 0.046 | x |  |  | 0.18 | 2021-05-01 | 5.88 | 1 | piece(s) | 4028177807228 | PCE |  |  |  | 82054000
4052106 | AS | Screwdriver insulated SL 5,5 x 1 | Screwdriver insulated SL 5,5 x 1 | EC000158 | 4052106 | Rittal | 0 | 0 | 0 | 0.073 | x |  |  | 0.225 | 2021-05-01 | 6.4 | 1 | piece(s) | 4028177807235 | PCE |  |  |  | 82054000
4052107 | AS | Screwdriver insulated SL 6,5 x 1,2 | Screwdriver insulated SL 6,5 x 1,2 | EC000158 | 4052107 | Rittal | 0 | 0 | 0 | 0.086 | x |  |  | 0.216 | 2021-05-01 | 7.55 | 1 | piece(s) | 4028177807242 | PCE |  |  |  | 82054000
4052121 | AS | Screwdriver insulated PZ | Screwdriver insulated PZ | EC000144 | 4052121 | Rittal | 0 | 0 | 0 | 0.044 | x |  |  | 0.167 | 2021-05-01 | 5.81 | 1 | piece(s) | 4028177807259 | PCE |  |  |  | 82054000
4052122 | AS | Screwdriver insulated PZ | Screwdriver insulated PZ | EC000144 | 4052122 | Rittal | 0 | 0 | 0 | 0.073 | x |  |  | 0.194 | 2021-05-01 | 6.83 | 1 | piece(s) | 4028177807266 | PCE |  |  |  | 82054000
4052131 | AS | Screwdriver insulated PH | Screwdriver insulated PH | EC000144 | 4052131 | Rittal | 0 | 0 | 0 | 0.045 | x |  |  | 0.167 | 2021-05-01 | 5.98 | 1 | piece(s) | 4028177807273 | PCE |  |  |  | 82054000
4052132 | AS | Screwdriver insulated PH | Screwdriver insulated PH | EC000144 | 4052132 | Rittal | 0 | 0 | 0 | 0.073 | x |  |  | 0.207 | 2021-05-01 | 7.16 | 1 | piece(s) | 4028177807280 | PCE |  |  |  | 82054000
4052141 | AS | Screwdriver insulated Z (+/-) | Screwdriver insulated Z (+/-) | EC000144 | 4052141 | Rittal | 0 | 0 | 0 | 0.045 | x |  |  | 0.167 | 2021-05-01 | 7.05 | 1 | piece(s) | 4028177807297 | PCE |  |  |  | 82054000
4052142 | AS | Screwdriver insulated Z (+/-) | Screwdriver insulated Z (+/-) | EC000144 | 4052142 | Rittal | 0 | 0 | 0 | 0.073 | x |  |  | 0.198 | 2021-05-01 | 8 | 1 | piece(s) | 4028177807303 | PCE |  |  |  | 82054000
4052201 | AS | Screwdriver Set uninsulated PH1_2/Tx 15_20_25_30 | Screwdriver Set uninsulated PH1_2/Tx 15_20_25_30 | EC000144 | 4052201 | Rittal | 0 | 0 | 0 | 0.53 | x |  |  | 1.74 | 2021-05-01 | 23.7 | 1 | piece(s) | 4028177807327 | PCE |  |  |  | 82054000
4052202 | AS | Screwdriver Set uninsulated Tx10_15_20_25_30 | Screwdriver Set uninsulated Tx10_15_20_25_30 | EC000144 | 4052202 | Rittal | 0 | 0 | 0 | 0.4 | x |  |  | 1.368 | 2021-05-01 | 20.7 | 1 | piece(s) | 4028177807334 | PCE |  |  |  | 82054000
4052210 | AS | Screwdriver Set insulated SL 3x0,5_4 x 0,8_5,5x1/PH 1_2 | Screwdriver Set insulated SL 3x0,5_4 x 0,8_5,5x1/PH 1_2 | EC000144 | 4052210 | Rittal | 0 | 0 | 0 | 0.35 | x |  |  | 1.197 | 2021-05-01 | 29.7 | 1 | piece(s) | 4028177807341 | PCE |  |  |  | 82054000
4052211 | AS | Screwdriver Set insulated SL 3x0,5_4x0,8_5,5x1/PZ 1_2 | Screwdriver Set insulated SL 3x0,5_4x0,8_5,5x1/PZ 1_2 | EC000144 | 4052211 | Rittal | 0 | 0 | 0 | 0.37 | x |  |  | 1.208 | 2021-05-01 | 29.2 | 1 | piece(s) | 4028177807358 | PCE |  |  |  | 82054000
4052480 | AS | hex-wrench set, L-shape | Hex wrench set for Allen screws | EC000818 | 4052480 | Rittal | 0 | 0 | 0 | 0.64 | x |  |  | 1.291 | 2021-05-01 | 19.4 | 1 | piece(s) | 4028177807372 | PCE |  |  |  | 82054000
4053000 | AS | Tool bag Unconfigured | Tool bag Unconfigured | EC000181 | 4053000 | Rittal | 420 | 340 | 190 | 1.6 | x |  |  | 29.767 | 2021-05-01 | 71.7 | 1 | piece(s) | 4028177814646 | PCE |  |  |  | 42029298
4053002 | AS | Bit industrial, with long shaft, SL 3,5 x 0,6 | Industrial bit for cordless screwdrivers with long shaft | EC002116 | 4053002 | Rittal | 0 | 0 | 0 | 0.011 | x |  |  | 0 | 2021-05-01 | 4.75 | 3 | piece(s) | 4028177807389 | PK |  |  |  | 82079030
4053003 | AS | Bit industrial, with long shaft, SL 4 x 0,8 | Industrial bit for cordless screwdrivers with long shaft | EC002116 | 4053003 | Rittal | 0 | 0 | 0 | 0.011 | x |  |  | 0 | 2021-05-01 | 4.75 | 3 | piece(s) | 4028177807396 | PK |  |  |  | 82079030
4053011 | AS | Bit industrial, with long shaft, PZ | Industrial bit for cordless screwdrivers with long shaft | EC002115 | 4053011 | Rittal | 0 | 0 | 0 | 0.012 | x |  |  | 0 | 2021-05-01 | 3.91 | 3 | piece(s) | 4028177807402 | PK |  |  |  | 82079030
4053012 | AS | Bit industrial, with long shaft, PZ | Industrial bit for cordless screwdrivers with long shaft | EC002115 | 4053012 | Rittal | 0 | 0 | 0 | 0.016 | x |  |  | 0 | 2021-05-01 | 3.85 | 3 | piece(s) | 4028177807419 | PK |  |  |  | 82079030
4053021 | AS | Bit industrial, with long shaft, PH | Industrial bit for cordless screwdrivers with long shaft | EC002115 | 4053021 | Rittal | 0 | 0 | 0 | 0.012 | x |  |  | 0 | 2021-05-01 | 3.74 | 3 | piece(s) | 4028177807426 | PK |  |  |  | 82079030
4053022 | AS | Bit industrial, with long shaft, PH | Industrial bit for cordless screwdrivers with long shaft | EC002115 | 4053022 | Rittal | 0 | 0 | 0 | 0.016 | x |  |  | 0 | 2021-05-01 | 3.68 | 3 | piece(s) | 4028177807433 | PK |  |  |  | 82079030
4053031 | AS | Bit industrial, with long shaft, Z | Industrial bit for cordless screwdrivers with long shaft | EC002115 | 4053031 | Rittal | 0 | 0 | 0 | 0.012 | x |  |  | 0 | 2021-05-01 | 7.19 | 3 | piece(s) | 4028177807440 | PK |  |  |  | 82079030
4053032 | AS | Bit industrial, with long shaft, Z | Industrial bit for cordless screwdrivers with long shaft | EC002115 | 4053032 | Rittal | 0 | 0 | 0 | 0.016 | x |  |  | 0 | 2021-05-01 | 7.19 | 3 | piece(s) | 4028177807457 | PK |  |  |  | 82079030
4053041 | AS | Bit industrial, with long shaft, Tx 10 | Industrial bit for cordless screwdrivers with long shaft | EC002117 | 4053041 | Rittal | 0 | 0 | 0 | 0.01 | x |  |  | 0 | 2021-05-01 | 5.58 | 3 | piece(s) | 4028177807464 | PK |  |  |  | 82079030
4053042 | AS | Bit industrial, with long shaft, Tx 15 | Industrial bit for cordless screwdrivers with long shaft | EC002117 | 4053042 | Rittal | 0 | 0 | 0 | 0.011 | x |  |  | 0 | 2021-05-01 | 5.52 | 3 | piece(s) | 4028177807471 | PK |  |  |  | 82079030
4053043 | AS | Bit industrial, with long shaft, Tx 20 | Industrial bit for cordless screwdrivers with long shaft | EC002117 | 4053043 | Rittal | 0 | 0 | 0 | 0.012 | x |  |  | 0 | 2021-05-01 | 5.52 | 3 | piece(s) | 4028177807488 | PK |  |  |  | 82079030
4053044 | AS | Bit industrial, with long shaft, Tx 25 | Industrial bit for cordless screwdrivers with long shaft | EC002117 | 4053044 | Rittal | 0 | 0 | 0 | 0.013 | x |  |  | 0 | 2021-05-01 | 5.52 | 3 | piece(s) | 4028177807495 | PK |  |  |  | 82079030
4053045 | AS | Bit industrial, with long shaft, Tx 27 | Industrial bit for cordless screwdrivers with long shaft | EC002117 | 4053045 | Rittal | 0 | 0 | 0 | 0.014 | x |  |  | 0 | 2021-05-01 | 6.18 | 3 | piece(s) | 4028177807501 | PK |  |  |  | 82079030
4053046 | AS | Bit industrial, with long shaft, Tx 30 | Industrial bit for cordless screwdrivers with long shaft | EC002117 | 4053046 | Rittal | 0 | 0 | 0 | 0.017 | x |  |  | 0 | 2021-05-01 | 5.81 | 3 | piece(s) | 4028177807518 | PK |  |  |  | 82079030
4053047 | AS | Bit industrial, with long shaft, Tx 40 | Industrial bit for cordless screwdrivers with long shaft | EC002117 | 4053047 | Rittal | 0 | 0 | 0 | 0.019 | x |  |  | 0 | 2021-05-01 | 5.81 | 3 | piece(s) | 4028177807525 | PK |  |  |  | 82079030
4053300 | AS | Bit holder with handle, magnetic | Bit holder with handle, magnetic | EC002118 | 4053300 | Rittal | 0 | 0 | 0 | 0.102 | x |  |  | 0.18 | 2021-05-01 | 7.08 | 1 | piece(s) | 4028177807532 | PCE |  |  |  | 82079099
4053310 | AS | Bit magnetic holder with hex drive | Bit magnetic holder with hex drive | EC002118 | 4053310 | Rittal | 0 | 0 | 0 | 0.017 | x |  |  | 0.014 | 2021-05-01 | 1.84 | 1 | piece(s) | 4028177807549 | PCE |  |  |  | 85051100
4053400 | AS | Bit industrial set, 6 pcs., Mixed | Industrial bit set for cordless screwdriver with long shaft | EC002120 | 4053400 | Rittal | 0 | 0 | 0 | 0.09 | x |  |  | 0.096 | 2021-05-01 | 10.46 | 1 | piece(s) | 4028177807556 | PCE |  |  |  | 82079030
4053410 | AS | Bit industrial set, 6 pcs., Torx | Industrial bit set for cordless screwdriver with long shaft | EC002117 | 4053410 | Rittal | 0 | 0 | 0 | 0.09 | x |  |  | 0.102 | 2021-05-01 | 12.2 | 1 | piece(s) | 4028177807563 | PCE |  |  |  | 82079030
4053420 | AS | Bit Set Tx, PH a. bit holder, 7pcs. | Industrial bit set for cordless screwdriver with bit holder | EC002116 | 4053420 | Rittal | 0 | 0 | 0 | 0.08 | x |  |  | 0.204 | 2021-05-01 | 6.78 | 1 | piece(s) | 4028177807570 | PCE |  |  |  | 82079030
4053450 | AS | Plugable screwdriver-set, 13-part | Interchangeable screwdriver set uninsulated | EC000144 | 4053450 | Rittal | 0 | 0 | 0 | 1.03 | x |  |  | 1.72 | 2021-05-01 | 60.8 | 1 | piece(s) | 4028177809536 | PCE |  |  |  | 82054000
4053500 | AS | Tool bag Configured | Tool bag Configured | EC000149 | 4053500 | Rittal | 420 | 340 | 190 | 4.4 | x |  |  | 28.665 | 2021-05-01 | 420 | 1 | piece(s) | 4028177815636 | PCE |  |  |  | 82060000
4054000 | AS | Crimping plier 0.25 - 6 mm², trapez. | Crimping pliers for wire end ferrules | EC000168 | 4054000 | Rittal | 0 | 59 | 0 | 0.439 | x |  |  | 1.04 | 2021-05-01 | 93 | 1 | piece(s) | 4028177807587 | PCE |  |  |  | 82032000
4054001 | AS | Crimping plier 0.5 - 6 mm², square | Crimping pliers for wire end ferrules | EC000168 | 4054001 | Rittal | 0 | 59 | 0 | 0.452 | x |  |  | 1.04 | 2021-05-01 | 124.5 | 1 | piece(s) | 4028177807594 | PCE |  |  |  | 82032000
4054002 | AS | AS crimping tool, square, 0.14 – 10 mm2 | AS crimping tool, square, for cross-section 0.14 – 10 mm² | EC000168 | 4054002 | Rittal | 0 | 0 | 0 | 0.362 | x |  |  | 1.04 | 2021-05-01 | 104.7 | 1 | piece(s) | 4028177930957 | PCE |  |  |  | 82032000
4054003 | AS | AS hexagonal crimping tool 0.14 – 10 mm2 | AS crimping tool, hexagon, for cross-section 0.14 – 10 mm² | EC000168 | 4054003 | Rittal | 0 | 0 | 0 | 0.371 | x |  |  | 0.891 | 2021-05-01 | 118.6 | 1 | piece(s) | 4028177930964 | PCE |  |  |  | 82032000
4054004 | AS | Crimping plier 10 - 25 mm², WM crimp | Crimping pliers for wire end ferrules | EC000168 | 4054004 | Rittal | 0 | 68 | 0 | 0.66 | x |  |  | 1.407 | 2021-05-01 | 122.3 | 1 | piece(s) | 4028177807600 | PCE |  |  |  | 82032000
4054008 | AS | Crimping plier 35 - 50 mm², WM-crimp | Crimping pliers for wire end ferrules | EC000168 | 4054008 | Rittal | 0 | 68 | 0 | 0.64 | x |  |  | 1.319 | 2021-05-01 | 135.3 | 1 | piece(s) | 4028177807617 | PCE |  |  |  | 82032000
4054020 | AS | Crimping plier 0.34 - 2.5 mm², indent | Crimping plier 0.34 - 2.5 mm², indent | EC000168 | 4054020 | Rittal | 0 | 59 | 0 | 0.429 | x |  |  | 1.04 | 2021-05-01 | 96 | 1 | piece(s) | 4028177807624 | PCE |  |  |  | 82032000
4054021 | AS | Crimping plier 0.5 - 6 mm², indent-C. | Crimping plier 0.5 - 6 mm², indent-C. | EC000168 | 4054021 | Rittal | 0 | 59 | 0 | 0.425 | x |  |  | 1.04 | 2021-05-01 | 118.8 | 1 | piece(s) | 4028177807631 | PCE |  |  |  | 82032000
4054023 | AS | Crimping plier 4 - 10 mm², d-indent | Crimping plier 4 - 10 mm², d-indent | EC000168 | 4054023 | Rittal | 0 | 68 | 0 | 0.63 | x |  |  | 1.319 | 2021-05-01 | 108.3 | 1 | piece(s) | 4028177807648 | PCE |  |  |  | 82032000
4054024 | AS | Crimping plier 10 - 25 mm², indent-C. | Crimping plier 10 - 25 mm², indent-C. | EC000168 | 4054024 | Rittal | 0 | 68 | 0 | 0.52 | x |  |  | 1.407 | 2021-05-01 | 167.5 | 1 | piece(s) | 4028177807655 | PCE |  |  |  | 82032000
4054030 | AS | AS crimping tool,Flex, 0.14 – 10 mm2 | AS crimping tool for cross-section 0.14 – 10 mm², rotating head, trapezoidal crimp | EC000168 | 4054030 | Rittal | 0 | 0 | 0 | 0.3 | x |  |  | 1.058 | 2021-05-01 | 131.2 | 1 | piece(s) | 4028177955936 | PCE |  |  |  | 82032000
4054080 | AS | Crimping plier 0.1 - 1.5 mm², B-crimp | Crimping pliers for crimp tab terminals | EC000168 | 4054080 | Rittal | 18 | 59 | 0 | 0.433 | x |  |  | 1.04 | 2021-05-01 | 121.4 | 1 | piece(s) | 4028177807662 | PCE |  |  |  | 82032000
4054081 | AS | Crimping plier 0.5 - 6 mm², B-crimp | Crimping pliers for crimp tab terminals | EC000168 | 4054081 | Rittal | 0 | 68 | 0 | 0.53 | x |  |  | 1.407 | 2021-05-01 | 163.1 | 1 | piece(s) | 4028177807679 | PCE |  |  |  | 82032000
4054140 | AS | Crimping plier 0.5 - 2,5 mm², Oval-c. | Crimping plier 0.5 - 2,5 mm², Oval-c. | EC000168 | 4054140 | Rittal | 0 | 59 | 0 | 0.42 | x |  |  | 0.964 | 2021-05-01 | 93.5 | 1 | piece(s) | 4028177807686 | PCE |  |  |  | 82032000
4054141 | AS | Crimping plier 0.5 - 6 mm², Oval-Cr. | Crimping plier 0.5 - 6 mm², Oval-Cr. | EC000168 | 4054141 | Rittal | 0 | 68 | 0 | 0.64 | x |  |  | 1.319 | 2021-05-01 | 108.9 | 1 | piece(s) | 4028177807693 | PCE |  |  |  | 82032000
4054300 | AS | Stripping tool 0.02 - 10 mm² | Stripping tool 0.02 - 10 mm² | EC002109 | 4054300 | Rittal | 20 | 90 | 0 | 0.17 | x |  |  | 0.735 | 2021-05-01 | 53.1 | 1 | piece(s) | 4028177807709 | PCE |  |  |  | 82032000
4054305 | AS | Stripping tool 4 - 16 mm² | Stripping tool 4 - 16 mm² | EC002109 | 4054305 | Rittal | 20 | 90 | 0 | 0.17 | x |  |  | 0.735 | 2021-05-01 | 69.8 | 1 | piece(s) | 4028177807716 | PCE |  |  |  | 82032000
4054310 | AS | Stripping tool 0.1 - 4 mm² | Stripping tool 0.1 - 4 mm² | EC002109 | 4054310 | Rittal | 20 | 90 | 0 | 0.17 | x |  |  | 0.735 | 2021-05-01 | 66 | 1 | piece(s) | 4028177807723 | PCE |  |  |  | 82032000
4054315 | AS | AS wire stripper, angled, 0,02 – 10mm² | AS wire stripper, angled, for cross-section 0.02 – 10 mm² | EC002109 | 4054315 | Rittal | 0 | 0 | 0 | 165 | x |  |  | 0.978 | 2021-05-01 | 60.5 | 1 | piece(s) | 4028177930971 | PCE |  |  |  | 82032000
4054400 | AS | Stripping tool Ø 2.5 - 11 mm | Stripping tool for cables Ø 2.5 - 11 mm | EC002109 | 4054400 | Rittal | 39.8 | 18.5 | 0 | 0.033 | x |  |  | 0.372 | 2021-05-01 | 21 | 1 | piece(s) | 4028177807730 | PCE |  |  |  | 82032000
4054405 | AS | Stripping tool Ø 8 - 13 mm | Stripping tool for cables Ø 8 - 13 mm | EC002109 | 4054405 | Rittal | 27.5 | 37 | 0 | 0.052 | x |  |  | 0.759 | 2021-05-01 | 27.8 | 1 | piece(s) | 4028177807747 | PCE |  |  |  | 82032000
4054410 | AS | Stripping tool Ø 4.5 - 40 mm | Stripping tool for cables Ø 4.5 - 40 mm | EC002109 | 4054410 | Rittal | 37 | 30.5 | 0 | 0.18 | x |  |  | 1.316 | 2021-05-01 | 39.7 | 1 | piece(s) | 4028177807754 | PCE |  |  |  | 82032000
4054600 | AS | Diagonal cutter 0.2-11mm | Diagonal cutter 0.2-11mm | EC000165 | 4054600 | Rittal | 0 | 0 | 0 | 0.243 | x |  |  | 0.332 | 2021-05-01 | 18.7 | 1 | piece(s) | 4028177807815 | PCE |  |  |  | 82032000
4054650 | AS | Cable cutter up to 35mm² | Cable cutter up to 35mm² | EC000165 | 4054650 | Rittal | 53 | 0 | 0 | 0.195 | x |  |  | 0.252 | 2021-05-01 | 18.3 | 1 | piece(s) | 4028177807822 | PCE |  |  |  | 82032000
4054660 | AS | Cable cutter up to 50mm² | Cable cutter up to 50mm² | EC000165 | 4054660 | Rittal | 50 | 0 | 0 | 0.29 | x |  |  | 0.371 | 2021-05-01 | 30.1 | 1 | piece(s) | 4028177807839 | PCE |  |  |  | 82032000
4054700 | AS | Electrician's scissors | Electrician's scissors | EC000165 | 4054700 | Rittal | 0 | 0 | 0 | 0.1 | x |  |  | 0.494 | 2021-05-01 | 17.3 | 1 | piece(s) | 4028177807846 | PCE |  |  |  | 82032000
4054750 | AS | Electronic side cutter | Electronic side cutter | EC000165 | 4054750 | Rittal | 0 | 0 | 0 | 0.08 | x |  |  | 0.234 | 2021-05-01 | 22.9 | 1 | piece(s) | 4028177807853 | PCE |  |  |  | 82032000
4054800 | AS | Combination plier w. insulated handle | Combination plier w. insulated handle | EC000836 | 4054800 | Rittal | 0 | 0 | 0 | 0.289 | x |  |  | 0.371 | 2021-05-01 | 19.2 | 1 | piece(s) | 4028177807860 | PCE |  |  |  | 82032000
4054850 | AS | Needle-nose plier w. insulated handle | Needle-nose plier w. insulated handle | EC000835 | 4054850 | Rittal | 0 | 0 | 0 | 0.21 | x |  |  | 0.323 | 2021-05-01 | 20 | 1 | piece(s) | 4028177807877 | PCE |  |  |  | 82032000
4054860 | AS | Electronic needle-nose plier | Electronic needle-nose pliers | EC000835 | 4054860 | Rittal | 0 | 0 | 0 | 0.07 | x |  |  | 0.216 | 2021-05-01 | 19.5 | 1 | piece(s) | 4028177807884 | PCE |  |  |  | 82032000
4054870 | AS | AS cross member cutter | Separator cutter for function room side walls, function room partitions and NH fuse-switch-disconnector enclosures | EC002778 | 4054870 | Rittal | 0 | 0 | 0 | 0.46 | x |  |  | 0 | 2021-05-01 | 41.9 | 1 | piece(s) | 4028177955929 | PCE |  |  |  | 82033000
4054900 | AS | Slip-joint wrench w. fast adjustment | Slip-joint wrench w. fast adjustment | EC002192 | 4054900 | Rittal | 0 | 0 | 0 | 0.4 | x |  |  | 0.99 | 2021-05-01 | 30.3 | 1 | piece(s) | 4028177807891 | PCE |  |  |  | 82032000
4055000 | AS | Hand hydraulic punch | Manual hydraulic punch | EC001085 | 4055000 | Rittal | 0 | 0 | 0 | 1.45 | x |  |  | 12.122 | 2021-05-01 | 460 | 1 | piece(s) | 4028177807907 | PCE |  |  |  | 84678900
4055010 | AS | Hand hydraulic punch 90°, rotatable | Hand hydraulic punch 90°, rotatable | EC001085 | 4055010 | Rittal | 0 | 0 | 0 | 1.75 | x |  |  | 12.122 | 2021-05-01 | 637 | 1 | piece(s) | 4028177807914 | PCE |  |  |  | 84678900
4055020 | AS | Hand hydraulic punch, hose a. cylind. | Hand hydraulic punch, hose a. cylind. | EC001085 | 4055020 | Rittal | 0 | 0 | 0 | 1.97 | x |  |  | 12.441 | 2021-05-01 | 780 | 1 | piece(s) | 4028177807921 | PCE |  |  |  | 84624910
4055041 | AS | battery-operated hydraulic punch | battery-operated hydraulic punch | EC000156 | 4055041 | Rittal | 0 | 0 | 0 | 3.7 | x |  |  | 0 | 2021-05-01 | - € | 1 | piece(s) | 4028177957565 | PCE |  |  |  | 84678900
4055070 | AS | Hand hydraulic punch set straight M16,20,25,32,40,50,63 mm | Hand hydraulic punch set straight M16,20,25,32,40,50,63 mm | EC002121 | 4055070 | Rittal | 0 | 0 | 0 | 5.3 | x |  |  | 12.122 | 2021-05-01 | 786 | 1 | piece(s) | 4028177807945 | PCE |  |  |  | 82034000
4055080 | AS | Hand hydraulic punch set 90° M16,20,25,32,40 mm | Hand hydraulic punch set 90° M16,20,25,32,40 mm | EC002121 | 4055080 | Rittal | 0 | 0 | 0 | 4.1 | x |  |  | 12.122 | 2021-05-01 | 936 | 1 | piece(s) | 4028177807952 | PCE |  |  |  | 84678900
4055085 | AS | Hand hydraulic punch set 90° PG 9,11,13,16,21,29,36,42,48 mm | Hand hydraulic punch set 90° PG 9,11,13,16,21,29,36,42,48 mm | EC001085 | 4055085 | Rittal | 0 | 0 | 0 | 5.85 | x |  |  | 12.441 | 2021-05-01 | 969 | 1 | piece(s) | 4028177807969 | PCE |  |  |  | 84678900
4055115 | AS | Sheet metal punch for stainless steal Ø 15,2 mm | Splitter hole punch, round for stainless steel, round, with triple splitting | EC000156 | 4055115 | Rittal | 0 | 0 | 0 | 0.039 | x |  |  | 0.128 | 2021-05-01 | 62.6 | 1 | piece(s) | 4028177807976 | PCE |  |  |  | 82073010
4055116 | AS | Sheet metal punch for stainless steal Ø 16,2 mm | Splitter hole punch, round for stainless steel, round, with triple splitting | EC000156 | 4055116 | Rittal | 0 | 0 | 0 | 0.043 | x |  |  | 0.128 | 2021-05-01 | 64 | 1 | piece(s) | 4028177807983 | PCE |  |  |  | 82073010
4055118 | AS | Sheet metal punch for stainless steal Ø 18,6 mm | Splitter hole punch, round for stainless steel, round, with triple splitting | EC000156 | 4055118 | Rittal | 0 | 0 | 0 | 0.061 | x |  |  | 0.198 | 2021-05-01 | 65.5 | 1 | piece(s) | 4028177807990 | PCE |  |  |  | 82073010
4055120 | AS | Sheet metal punch for stainless steal Ø 20,4 mm | Splitter hole punch, round for stainless steel, round, with triple splitting | EC000156 | 4055120 | Rittal | 0 | 0 | 0 | 0.077 | x |  |  | 0.189 | 2021-05-01 | 69.3 | 1 | piece(s) | 4028177808003 | PCE |  |  |  | 82073010
4055122 | AS | Sheet metal punch for stainless steal Ø 22,5 mm | Splitter hole punch, round for stainless steel, round, with triple splitting | EC000156 | 4055122 | Rittal | 0 | 0 | 0 | 0.093 | x |  |  | 0.222 | 2021-05-01 | 71.9 | 1 | piece(s) | 4028177808010 | PCE |  |  |  | 82073010
4055125 | AS | Sheet metal punch for stainless steal Ø 25,4 mm | Splitter hole punch, round for stainless steel, round, with triple splitting | EC000156 | 4055125 | Rittal | 0 | 0 | 0 | 0.121 | x |  |  | 0.222 | 2021-05-01 | 74.6 | 1 | piece(s) | 4028177808027 | PCE |  |  |  | 82073010
4055128 | AS | Sheet metal punch for stainless steal Ø 28,3 mm | Splitter hole punch, round for stainless steel, round, with triple splitting | EC000156 | 4055128 | Rittal | 0 | 0 | 0 | 0.157 | x |  |  | 0.303 | 2021-05-01 | 65.5 | 1 | piece(s) | 4028177808034 | PCE |  |  |  | 82073010
4055130 | AS | Sheet metal punch for stainless steal Ø 30,5 mm | Splitter hole punch, round for stainless steel, round, with triple splitting | EC000156 | 4055130 | Rittal | 0 | 0 | 0 | 0.185 | x |  |  | 0.303 | 2021-05-01 | 69.3 | 1 | piece(s) | 4028177808041 | PCE |  |  |  | 82073010
4055132 | AS | Sheet metal punch for stainless steal Ø 32,5 mm | Splitter hole punch, round for stainless steel, round, with triple splitting | EC000156 | 4055132 | Rittal | 0 | 0 | 0 | 0.232 | x |  |  | 0.465 | 2021-05-01 | 78.4 | 1 | piece(s) | 4028177808058 | PCE |  |  |  | 82073010
4055134 | AS | Sheet metal punch for stainless steal Ø 34,6mm | Splitter hole punch, round for stainless steel, round, with triple splitting | EC000156 | 4055134 | Rittal | 0 | 0 | 0 | 0.254 | x |  |  | 0.485 | 2021-05-01 | 84.5 | 1 | piece(s) | 4028177808065 | PCE |  |  |  | 82073010
4055137 | AS | Sheet metal punch for stainless steal Ø 37 mm | Splitter hole punch, round for stainless steel, round, with triple splitting | EC000156 | 4055137 | Rittal | 0 | 0 | 0 | 0.311 | x |  |  | 0.429 | 2021-05-01 | 78.4 | 1 | piece(s) | 4028177808072 | PCE |  |  |  | 82073010
4055140 | AS | Sheet metal punch for stainless steal Ø 40,5 mm | Splitter hole punch, round for stainless steel, round, with triple splitting | EC000156 | 4055140 | Rittal | 0 | 0 | 0 | 0.386 | x |  |  | 0.443 | 2021-05-01 | 85 | 1 | piece(s) | 4028177808089 | PCE |  |  |  | 82073010
4055143 | AS | Sheet metal punch for stainless steal Ø 43,2 mm | Splitter hole punch, round for stainless steel, round, with triple splitting | EC000156 | 4055143 | Rittal | 0 | 0 | 0 | 0.486 | x |  |  | 0.634 | 2021-05-01 | 98 | 1 | piece(s) | 4028177808096 | PCE |  |  |  | 82073010
4055147 | AS | Sheet metal punch for stainless steal Ø 47 mm | Splitter hole punch, round for stainless steel, round, with triple splitting | EC000156 | 4055147 | Rittal | 0 | 0 | 0 | 0.516 | x |  |  | 0.634 | 2021-05-01 | 98 | 1 | piece(s) | 4028177808102 | PCE |  |  |  | 82073010
4055149 | AS | Sheet metal punch for stainless steal Ø 49,6 mm | Splitter hole punch, round for stainless steel, round, with triple splitting | EC000156 | 4055149 | Rittal | 0 | 0 | 0 | 0.571 | x |  |  | 0.704 | 2021-05-01 | 110.5 | 1 | piece(s) | 4028177808119 | PCE |  |  |  | 82073010
4055150 | AS | Sheet metal punch for stainless steal Ø 50,5 mm | Splitter hole punch, round for stainless steel, round, with triple splitting | EC000156 | 4055150 | Rittal | 0 | 0 | 0 | 0.657 | x |  |  | 1.128 | 2021-05-01 | 105.9 | 1 | piece(s) | 4028177808126 | PCE |  |  |  | 82073010
4055154 | AS | Sheet metal punch for stainless steal Ø 54 mm | Splitter hole punch, round for stainless steel, round, with triple splitting | EC000156 | 4055154 | Rittal | 0 | 0 | 0 | 0.696 | x |  |  | 1.083 | 2021-05-01 | 114.9 | 1 | piece(s) | 4028177808133 | PCE |  |  |  | 82073010
4055160 | AS | Sheet metal punch for stainless steal Ø 60 mm | Splitter hole punch, round for stainless steel, round, with triple splitting | EC000156 | 4055160 | Rittal | 0 | 0 | 0 | 0.908 | x |  |  | 1.083 | 2021-05-01 | 133.3 | 1 | piece(s) | 4028177808140 | PCE |  |  |  | 82073010
4055161 | AS | Sheet metal punch for stainless steal Ø 61,5 mm | Splitter hole punch, round for stainless steel, round, with triple splitting | EC000156 | 4055161 | Rittal | 0 | 0 | 0 | 0.938 | x |  |  | 1.083 | 2021-05-01 | 144.9 | 1 | piece(s) | 4028177808157 | PCE |  |  |  | 82073010
4055163 | AS | Sheet metal punch for stainless steal Ø 63,5 mm | Splitter hole punch, round for stainless steel, round, with triple splitting | EC000156 | 4055163 | Rittal | 0 | 0 | 0 | 1.025 | x |  |  | 1.083 | 2021-05-01 | 130.7 | 1 | piece(s) | 4028177808164 | PCE |  |  |  | 82073010
4055180 | AS | Sheet metal punch for stainless steal Ø 16,2/ 20,4/ 25,4/ 32,5/ 40,5 mm | Splitter hole punch set, metric for stainless steel, round, with triple splitting | EC002121 | 4055180 | Rittal | 0 | 0 | 0 | 0.849 | x |  |  | 1.851 | 2021-05-01 | 383 | 1 | piece(s) | 4028177808171 | PCE |  |  |  | 82034000
4055212 | AS | Sheet metal punch round Ø 12,7 mm | Sheet metal punch round Ø 12,7 mm | EC000156 | 4055212 | Rittal | 0 | 0 | 0 | 0.065 | x |  |  | 0.129 | 2021-05-01 | 18.4 | 1 | piece(s) | 4028177808188 | PCE |  |  |  | 82073010
4055215 | AS | Sheet metal punch round Ø 15,2 mm | Sheet metal punch round Ø 15,2 mm | EC000156 | 4055215 | Rittal | 0 | 0 | 0 | 0.07 | x |  |  | 0.129 | 2021-05-01 | 16.6 | 1 | piece(s) | 4028177808195 | PCE |  |  |  | 82073010
4055216 | AS | Sheet metal punch round Ø 16,2 mm | Sheet metal punch round Ø 16,2 mm | EC000156 | 4055216 | Rittal | 0 | 0 | 0 | 0.077 | x |  |  | 0.123 | 2021-05-01 | 16.6 | 1 | piece(s) | 4028177808201 | PCE |  |  |  | 82073010
4055218 | AS | Sheet metal punch round Ø 18,6 mm | Sheet metal punch round Ø 18,6 mm | EC000156 | 4055218 | Rittal | 0 | 0 | 0 | 0.089 | x |  |  | 0.123 | 2021-05-01 | 16.9 | 1 | piece(s) | 4028177808218 | PCE |  |  |  | 82073010
4055220 | AS | Sheet metal punch round Ø 20,4 mm | Sheet metal punch round Ø 20,4 mm | EC000156 | 4055220 | Rittal | 0 | 0 | 0 | 0.102 | x |  |  | 0.223 | 2021-05-01 | 16.9 | 1 | piece(s) | 4028177808225 | PCE |  |  |  | 82073010
4055222 | AS | Sheet metal punch round Ø 22,5 mm | Sheet metal punch round Ø 22,5 mm | EC000156 | 4055222 | Rittal | 0 | 0 | 0 | 0.113 | x |  |  | 0.198 | 2021-05-01 | 17.7 | 1 | piece(s) | 4028177808232 | PCE |  |  |  | 82073010
4055225 | AS | Sheet metal punch round Ø 25,4 mm | Sheet metal punch round Ø 25,4 mm | EC000156 | 4055225 | Rittal | 0 | 0 | 0 | 0.142 | x |  |  | 0.189 | 2021-05-01 | 23.3 | 1 | piece(s) | 4028177808249 | PCE |  |  |  | 82073010
4055228 | AS | Sheet metal punch round Ø 28,3 mm | Sheet metal punch round Ø 28,3 mm | EC000156 | 4055228 | Rittal | 0 | 0 | 0 | 0.171 | x |  |  | 0.303 | 2021-05-01 | 20.2 | 1 | piece(s) | 4028177808256 | PCE |  |  |  | 82073010
4055232 | AS | Sheet metal punch round Ø 32,5 mm | Sheet metal punch round Ø 32,5 mm | EC000156 | 4055232 | Rittal | 0 | 0 | 0 | 0.219 | x |  |  | 0.289 | 2021-05-01 | 20.8 | 1 | piece(s) | 4028177808270 | PCE |  |  |  | 82073010
4055237 | AS | Sheet metal punch round Ø 37 mm | Hole punch, round for sheet steel | EC000156 | 4055237 | Rittal | 0 | 0 | 0 | 0.453 | x |  |  | 0.429 | 2021-05-01 | 30.1 | 1 | piece(s) | 4028177808294 | PCE |  |  |  | 82073010
4055240 | AS | Sheet metal punch round Ø 40,5 mm | Sheet metal punch round Ø 40,5 mm | EC000156 | 4055240 | Rittal | 0 | 0 | 0 | 0.522 | x |  |  | 0.396 | 2021-05-01 | 42.4 | 1 | piece(s) | 4028177808300 | PCE |  |  |  | 82073010
4055247 | AS | Sheet metal punch round Ø 47 mm | Hole punch, round for sheet steel | EC000156 | 4055247 | Rittal | 0 | 0 | 0 | 0.687 | x |  |  | 0.714 | 2021-05-01 | 48.7 | 1 | piece(s) | 4028177808324 | PCE |  |  |  | 82073010
4055250 | AS | Sheet metal punch round Ø 50,5 mm | Sheet metal punch round Ø 50,5 mm | EC000156 | 4055250 | Rittal | 0 | 0 | 0 | 0.823 | x |  |  | 1.128 | 2021-05-01 | 63.9 | 1 | piece(s) | 4028177808348 | PCE |  |  |  | 82073010
4055254 | AS | Sheet metal punch round Ø 54 mm | Hole punch, round for sheet steel | EC000156 | 4055254 | Rittal | 0 | 0 | 0 | 0.874 | x |  |  | 1.287 | 2021-05-01 | 69.5 | 1 | piece(s) | 4028177808355 | PCE |  |  |  | 82073010
4055260 | AS | Sheet metal punch round Ø 60 mm | Hole punch, round for sheet steel | EC000156 | 4055260 | Rittal | 0 | 0 | 0 | 1.097 | x |  |  | 1.287 | 2021-05-01 | 67.8 | 1 | piece(s) | 4028177808362 | PCE |  |  |  | 82073010
4055263 | AS | Sheet metal punch round Ø 63,5 mm | Sheet metal punch round Ø 63,5 mm | EC000156 | 4055263 | Rittal | 0 | 0 | 0 | 1.175 | x |  |  | 1.287 | 2021-05-01 | 105.6 | 1 | piece(s) | 4028177808386 | PCE |  |  |  | 82073010
4055322 | AS | Sheet metal punch 22,2 x 22,2 mm | Hole punch, square for sheet steel | EC000156 | 4055322 | Rittal | 22.2 | 0 | 0 | 0.7 | x |  |  | 1.43 | 2021-05-01 | 165 | 1 | piece(s) | 4028177808393 | PCE |  |  |  | 82073010
4055345 | AS | Sheet metal punch 45,5 x 45,5 mm | Hole punch, square for sheet steel | EC000156 | 4055345 | Rittal | 45.5 | 0 | 0 | 2.36 | x |  |  | 6.291 | 2021-05-01 | 458 | 1 | piece(s) | 4028177808409 | PCE |  |  |  | 82073010
4055346 | AS | Sheet metal punch 46 x 46 mm | Hole punch, square for sheet steel | EC000156 | 4055346 | Rittal | 46 | 0 | 0 | 1.536 | x |  |  | 7.259 | 2021-05-01 | 453 | 1 | piece(s) | 4028177808416 | PCE |  |  |  | 82073010
4055350 | AS | Sheet metal punch 50,8 x 50,8 mm | Hole punch, square for sheet steel | EC000156 | 4055350 | Rittal | 50.8 | 0 | 0 | 3.12 | x |  |  | 6.291 | 2021-05-01 | 581 | 1 | piece(s) | 4028177808423 | PCE |  |  |  | 82073010
4055368 | AS | Sheet metal punch 68 x 68 mm | Hole punch, square for sheet steel | EC000156 | 4055368 | Rittal | 68 | 0 | 0 | 4.3 | x |  |  | 6.48 | 2021-05-01 | 620 | 1 | piece(s) | 4028177808430 | PCE |  |  |  | 82073010
4055392 | AS | Sheet metal punch 92 x 92 mm | Hole punch, square for sheet steel | EC000156 | 4055392 | Rittal | 92 | 0 | 0 | 6.26 | x |  |  | 13.95 | 2021-05-01 | 701 | 1 | piece(s) | 4028177808447 | PCE |  |  |  | 82073010
4055400 | AS | Sheet metal punch 22 x 30 mm | Hole punch, rectangular for sheet steel | EC000156 | 4055400 | Rittal | 0 | 0 | 0 | 0.807 | x |  |  | 3.259 | 2021-05-01 | 187.8 | 1 | piece(s) | 4028177808454 | PCE |  |  |  | 82073010
4055401 | AS | Sheet metal punch 22 x 42 mm | Hole punch, rectangular for sheet steel | EC000156 | 4055401 | Rittal | 0 | 0 | 0 | 0.731 | x |  |  | 1.86 | 2021-05-01 | 210.5 | 1 | piece(s) | 4028177808461 | PCE |  |  |  | 82073010
4055402 | AS | Sheet metal punch 45 x 92 mm | Hole punch, rectangular for sheet steel | EC000156 | 4055402 | Rittal | 0 | 0 | 0 | 4.3 | x |  |  | 6.71 | 2021-05-01 | 701 | 1 | piece(s) | 4028177808478 | PCE |  |  |  | 82073010
4055403 | AS | Sheet metal punch 46 x 92 mm | Hole punch, rectangular for sheet steel | EC000156 | 4055403 | Rittal | 0 | 0 | 0 | 3.525 | x |  |  | 7.259 | 2021-05-01 | 695 | 1 | piece(s) | 4028177808485 | PCE |  |  |  | 82073010
4055440 | AS | Sheet metal punch Ø 22,5 mm | Hole punch, special contour for sheet steel | EC000156 | 4055440 | Rittal | 0 | 0 | 0 | 0.727 | x |  |  | 3.259 | 2021-05-01 | 202.6 | 1 | piece(s) | 4028177808492 | PCE |  |  |  | 82073010
4055441 | AS | Sheet metal punch Ø 22,5 mm | Hole punch, special contour for sheet steel | EC000156 | 4055441 | Rittal | 0 | 0 | 0 | 0.723 | x |  |  | 3.259 | 2021-05-01 | 235.7 | 1 | piece(s) | 4028177808508 | PCE |  |  |  | 82073010
4055460 | AS | Sheet metal punch 36 x 52 mm | Hole punch, heavy connectors for sheet steel | EC000156 | 4055460 | Rittal | 0 | 0 | 0 | 2.8 | x |  |  | 6.48 | 2021-05-01 | 540 | 1 | piece(s) | 4028177808515 | PCE |  |  |  | 82073010
4055461 | AS | Sheet metal punch 36 x 65 mm | Hole punch, heavy connectors for sheet steel | EC000156 | 4055461 | Rittal | 0 | 0 | 0 | 2.323 | x |  |  | 7.259 | 2021-05-01 | 581 | 1 | piece(s) | 4028177808522 | PCE |  |  |  | 82073010
4055463 | AS | Sheet metal punch 36 x 86 mm | Hole punch, heavy connectors for sheet steel | EC000156 | 4055463 | Rittal | 0 | 0 | 0 | 3.6 | x |  |  | 6.48 | 2021-05-01 | 652 | 1 | piece(s) | 4028177808539 | PCE |  |  |  | 82073010
4055465 | AS | Sheet metal punch 36 x 112 mm | Hole punch, heavy connectors for sheet steel | EC000156 | 4055465 | Rittal | 0 | 0 | 0 | 3.84 | x |  |  | 6.71 | 2021-05-01 | 763 | 1 | piece(s) | 4028177808546 | PCE |  |  |  | 82073010
4055480 | AS | Sheet metal punches set, metric Ø 16,2/20,4/25,4/32,5/40,5 | Sheet metal punches set, metric Ø 16,2/20,4/25,4/32,5/40,5 | EC002121 | 4055480 | Rittal | 0 | 0 | 0 | 0.95 | x |  |  | 1.851 | 2021-05-01 | 151.7 | 1 | piece(s) | 4028177808607 | PCE |  |  |  | 82073010
4055481 | AS | Sheet metal punches set, PG Ø 15,2/18,6/20,4/22,5/28,3 | Sheet metal punches set, PG Ø 15,2/18,6/20,4/22,5/28,3 | EC002121 | 4055481 | Rittal | 0 | 0 | 0 | 0.909 | x |  |  | 3.137 | 2021-05-01 | 122.8 | 1 | piece(s) | 4028177808614 | PCE |  |  |  | 82051000
4055512 | AS | Sheet metal punch Ø 12,5 mm | Splitter hole punch, round for sheet steel, with triple splitting | EC000156 | 4055512 | Rittal | 0 | 0 | 0 | 0.034 | x |  |  | 0.129 | 2021-05-01 | 23.2 | 1 | piece(s) | 4028177808621 | PCE |  |  |  | 82034000
4055515 | AS | Sheet metal punch Ø 15,2 mm | Splitter hole punch, round for sheet steel, with triple splitting | EC000156 | 4055515 | Rittal | 0 | 0 | 0 | 0.039 | x |  |  | 0.129 | 2021-05-01 | 24.2 | 1 | piece(s) | 4028177808638 | PCE |  |  |  | 82073010
4055516 | AS | Sheet metal punch Ø 16,2 mm | Splitter hole punch, round for sheet steel, with triple splitting | EC000156 | 4055516 | Rittal | 0 | 0 | 0 | 0.047 | x |  |  | 0.129 | 2021-05-01 | 24.8 | 1 | piece(s) | 4028177808645 | PCE |  |  |  | 82073010
4055518 | AS | Sheet metal punch Ø 18,6 mm | Splitter hole punch, round for sheet steel, with triple splitting | EC000156 | 4055518 | Rittal | 0 | 0 | 0 | 0.061 | x |  |  | 0.129 | 2021-05-01 | 24.5 | 1 | piece(s) | 4028177808652 | PCE |  |  |  | 82073010
4055520 | AS | Sheet metal punch Ø 20,4 mm | Splitter hole punch, round for sheet steel, with triple splitting | EC000156 | 4055520 | Rittal | 0 | 0 | 0 | 0.075 | x |  |  | 0.176 | 2021-05-01 | 24.5 | 1 | piece(s) | 4028177808669 | PCE |  |  |  | 82073010
4055522 | AS | Sheet metal punch Ø 22,5 mm | Splitter hole punch, round for sheet steel, with triple splitting | EC000156 | 4055522 | Rittal | 0 | 0 | 0 | 0.088 | x |  |  | 0.176 | 2021-05-01 | 26.1 | 1 | piece(s) | 4028177808676 | PCE |  |  |  | 82073010
4055525 | AS | Sheet metal punch Ø 25,4 mm | Splitter hole punch, round for sheet steel, with triple splitting | EC000156 | 4055525 | Rittal | 0 | 0 | 0 | 0.112 | x |  |  | 0.168 | 2021-05-01 | 33 | 1 | piece(s) | 4028177808683 | PCE |  |  |  | 82055980
4055528 | AS | Sheet metal punch Ø 28,3 mm | Splitter hole punch, round for sheet steel, with triple splitting | EC000156 | 4055528 | Rittal | 0 | 0 | 0 | 0.143 | x |  |  | 0.263 | 2021-05-01 | 28.5 | 1 | piece(s) | 4028177808690 | PCE |  |  |  | 82073010
4055532 | AS | Sheet metal punch Ø 32,5 mm | Splitter hole punch, round for sheet steel, with triple splitting | EC000156 | 4055532 | Rittal | 0 | 0 | 0 | 0.214 | x |  |  | 0.465 | 2021-05-01 | 35.5 | 1 | piece(s) | 4028177808713 | PCE |  |  |  | 82073010
4055537 | AS | Sheet metal punch Ø 37 mm | Splitter hole punch, round for sheet steel, with triple splitting | EC000156 | 4055537 | Rittal | 0 | 0 | 0 | 0.281 | x |  |  | 0.465 | 2021-05-01 | 37.8 | 1 | piece(s) | 4028177808737 | PCE |  |  |  | 82073010
4055540 | AS | Sheet metal punch Ø 40,5 mm | Splitter hole punch, round for sheet steel, with triple splitting | EC000156 | 4055540 | Rittal | 0 | 0 | 0 | 0.349 | x |  |  | 0.465 | 2021-05-01 | 39.7 | 1 | piece(s) | 4028177808744 | PCE |  |  |  | 82073010
4055547 | AS | Sheet metal punch Ø 47 mm | Splitter hole punch, round for sheet steel, with triple splitting | EC000156 | 4055547 | Rittal | 0 | 0 | 0 | 0.467 | x |  |  | 0.619 | 2021-05-01 | 55.3 | 1 | piece(s) | 4028177808768 | PCE |  |  |  | 82073010
4055550 | AS | Sheet metal punch Ø 50,5 mm | Splitter hole punch, round for sheet steel, with triple splitting | EC000156 | 4055550 | Rittal | 0 | 0 | 0 | 0.608 | x |  |  | 1.083 | 2021-05-01 | 68.8 | 1 | piece(s) | 4028177808782 | PCE |  |  |  | 82034000
4055554 | AS | Sheet metal punch Ø 54 mm | Splitter hole punch, round for sheet steel, with triple splitting | EC000156 | 4055554 | Rittal | 0 | 0 | 0 | 0.628 | x |  |  | 1.083 | 2021-05-01 | 70 | 1 | piece(s) | 4028177808799 | PCE |  |  |  | 82073010
4055560 | AS | Sheet metal punch Ø 60 mm | Splitter hole punch, round for sheet steel, with triple splitting | EC000156 | 4055560 | Rittal | 0 | 0 | 0 | 0.836 | x |  |  | 1.083 | 2021-05-01 | 72.6 | 1 | piece(s) | 4028177808805 | PCE |  |  |  | 82073010
4055563 | AS | Sheet metal punch Ø 63,5 mm | Splitter hole punch, round for sheet steel, with triple splitting | EC000156 | 4055563 | Rittal | 0 | 0 | 0 | 0.931 | x |  |  | 1.083 | 2021-05-01 | 82.2 | 1 | piece(s) | 4028177808829 | PCE |  |  |  | 82034000
4055580 | AS | Sheet metal punches set Ø 16,2/20,4/25,4/32,5/40,5 mm | Splitter hole punch set, M16¦to¦M40 for sheet steel, with triple splitting | EC002121 | 4055580 | Rittal | 0 | 0 | 0 | 1 | x |  |  | 1.851 | 2021-05-01 | 183.2 | 1 | piece(s) | 4028177808836 | PCE |  |  |  | 82034000
4055581 | AS | Sheet metal punches set Ø 12,5/16,2/20,4/25,4/32,5/40,5mm | Splitter hole punch set, M12¦to¦M40 for sheet steel, with triple splitting | EC002121 | 4055581 | Rittal | 0 | 0 | 0 | 2.28 | x |  |  | 12.08 | 2021-05-01 | 259.5 | 1 | piece(s) | 4028177808843 | PCE |  |  |  | 82073010
4055582 | AS | Sheet metal punches set Ø 15,2/18,6/20,4/22,5/28,3/30,5 mm | Splitter hole punch set, PG¦9¦to¦PG¦21 for sheet steel, with triple splitting | EC002121 | 4055582 | Rittal | 0 | 0 | 0 | 1.08 | x |  |  | 3.06 | 2021-05-01 | 228.9 | 1 | piece(s) | 4028177808850 | PCE |  |  |  | 82073010
4055600 | AS | Tension screw Ø x L 9,5 x 40 mm | Tension screw Ø x L 9,5 x 40 mm | EC002690 | 4055600 | Rittal | 0 | 0 | 0 | 0.033 | x |  |  | 0.128 | 2021-05-01 | 1.7 | 1 | piece(s) | 4028177808867 | PCE |  |  |  | 73181900
4055601 | AS | Tension screw Ø x L 9,5 x 50 mm | Tension screw Ø x L 9,5 x 50 mm | EC002690 | 4055601 | Rittal | 0 | 0 | 0 | 0.037 | x |  |  | 0.139 | 2021-05-01 | 1.95 | 1 | piece(s) | 4028177808874 | PCE |  |  |  | 73181900
4055602 | AS | Tension screw Ø x L 19 x 55 mm | Tension screw Ø x L 19 x 55 mm | EC002690 | 4055602 | Rittal | 0 | 0 | 0 | 0.183 | x |  |  | 0.198 | 2021-05-01 | 5.94 | 1 | piece(s) | 4028177808881 | PCE |  |  |  | 73181900
4055603 | AS | Tension screw Ø x L 19 x 75 mm | Tension screw Ø x L 19 x 75 mm | EC002690 | 4055603 | Rittal | 0 | 0 | 0 | 0.224 | x |  |  | 0.223 | 2021-05-01 | 6.79 | 1 | piece(s) | 4028177808898 | PCE |  |  |  | 73181900
4055630 | AS | Tension screw with ball bearing Ø x L 9,5 x 40 mm | Tension screw with ball bearing Ø x L 9,5 x 40 mm | EC002690 | 4055630 | Rittal | 0 | 0 | 0 | 0.021 | x |  |  | 0.132 | 2021-05-01 | 4.43 | 1 | piece(s) | 4028177808904 | PCE |  |  |  | 73181900
4055631 | AS | Tension screw with ball bearing Ø x L 9,5 x 50 mm | Tension screw with ball bearing Ø x L 9,5 x 50 mm | EC002690 | 4055631 | Rittal | 0 | 0 | 0 | 0.067 | x |  |  | 0.198 | 2021-05-01 | 7.67 | 1 | piece(s) | 4028177808911 | PCE |  |  |  | 73181900
4055632 | AS | Tension screw with ball bearing Ø x L 11,1 x 60 mm | Tension screw with ball bearing Ø x L 11,1 x 60 mm | EC002690 | 4055632 | Rittal | 0 | 0 | 0 | 0.089 | x |  |  | 0.223 | 2021-05-01 | 19.9 | 1 | piece(s) | 4028177808928 | PCE |  |  |  | 73181900
4055633 | AS | Tension screw with ball bearing Ø x L 19 x 55 mm | Tension screw with ball bearing Ø x L 19 x 55 mm | EC002690 | 4055633 | Rittal | 0 | 0 | 0 | 0.252 | x |  |  | 0.303 | 2021-05-01 | 21.9 | 1 | piece(s) | 4028177808935 | PCE |  |  |  | 73181900
4055634 | AS | Tension screw with ball bearing Ø x L 19 x 75 mm | Tension screw with ball bearing Ø x L 19 x 75 mm | EC002690 | 4055634 | Rittal | 0 | 0 | 0 | 0.291 | x |  |  | 0.364 | 2021-05-01 | 25.9 | 1 | piece(s) | 4028177808942 | PCE |  |  |  | 73181900
4055660 | AS | Hydraulic screw Ø / L 6 / 19mm | Hydraulic screw Ø / L 6 / 19mm | EC002690 | 4055660 | Rittal | 0 | 0 | 0 | 0.072 | x |  |  | 0.147 | 2021-05-01 | 11.4 | 1 | piece(s) | 4028177808959 | PCE |  |  |  | 73181900
4055661 | AS | Hydraulic screw Ø / L 9,5 / 19 mm | Hydraulic screw Ø / L 9,5 / 19 mm | EC002690 | 4055661 | Rittal | 0 | 0 | 0 | 0.094 | x |  |  | 0.144 | 2021-05-01 | 13 | 1 | piece(s) | 4028177808966 | PCE |  |  |  | 73181900
4055662 | AS | Hydraulic screw Ø / L 11,1 / 19 mm | Hydraulic screw Ø / L 11,1 / 19 mm | EC002690 | 4055662 | Rittal | 0 | 0 | 0 | 0.103 | x |  |  | 0.144 | 2021-05-01 | 14.2 | 1 | piece(s) | 4028177808973 | PCE |  |  |  | 73181900
4055663 | AS | Hydraulic screw Ø / L 19 mm | Hydraulic screw Ø / L 19 mm | EC002690 | 4055663 | Rittal | 0 | 0 | 0 | 0.248 | x |  |  | 0.203 | 2021-05-01 | 11.8 | 1 | piece(s) | 4028177808980 | PCE |  |  |  | 73181900
4055664 | AS | Hydraulic screw Ø / L 9,5 / 19 mm | Hydraulic screw Ø / L 9,5 / 19 mm | EC002690 | 4055664 | Rittal | 0 | 0 | 0 | 0.111 | x |  |  | 0.144 | 2021-05-01 | 19.5 | 1 | piece(s) | 4028177808997 | PCE |  |  |  | 73181900
4055665 | AS | Hydraulic screw Ø / L 11,1 / 19 mm | Hydraulic screw Ø / L 11,1 / 19 mm | EC002690 | 4055665 | Rittal | 0 | 0 | 0 | 0.124 | x |  |  | 0.175 | 2021-05-01 | 21.6 | 1 | piece(s) | 4028177809000 | PCE |  |  |  | 73181900
4055690 | AS | Notching pliers | Notch plier for sheet metal | EC000156 | 4055690 | Rittal | 0 | 0 | 0 | 1.3 | x |  |  | 1.241 | 2021-05-01 | 231 | 1 | piece(s) | 4028177809017 | PCE |  |  |  | 82032000
4055700 | AS | Busbar bending and hole-punching unit, stationary, CW 120-S | CW 120 – S stationary busbar bending and hole-punching unit. The bending and hole-punching unit in the CW 120 – S product series is ideal for bending and punching busbars. It supports the punching of round holes and slots. | EC000000 | 4055700 | Rittal |  |  |  | 60 | x |  |  | 188.65 | 2021-05-01 | 4370 | 1 | piece(s) | 4028177920668 | PCE |  |  |  | 84629980
4055710 | AS | Busbar cutting unit CW 120-S | CW 120 – S busbar cutting unit. The cutting unit in the CW 120 – S product series is ideal for cutting busbars to length. The unit is easily mounted on a workbench. | EC000000 | 4055710 | Rittal |  |  |  | 20.5 | x |  |  | 45.518 | 2021-05-01 | 1946 | 1 | piece(s) | 4028177920651 | PCE |  |  |  | 84623910
4055712 | AS | Foot-switch | 3-point safety foot switch | EC001258 | 4055712 | Rittal |  |  |  | 2.06 | x |  |  | 14.347 | 2021-05-01 | 619 | 1 | piece(s) | 4028177923966 | PCE |  |  |  | 84669400
4055714 | AS | Ride-up roller for busbars | Support roller for busbars for CW 120 – S busbar cutting unit, stationary | EC000000 | 4055714 | Rittal |  |  |  | 1.5 | x |  |  | 0 | 2021-05-01 | 95 | 2 | piece(s) | 4028177922860 | PK |  |  |  | 84669400
4055720 | AS | Electro-hydraulic pump | Electro-hydraulic pump suitable for CW 120 – S and hydraulic cylinders | EC011047 | 4055720 | Rittal |  |  |  | 29 | x |  |  | 74.046 | 2021-05-01 | 3147 | 1 | piece(s) | 4028177920644 | PCE |  |  |  | 84138100
4055740 | AS | Male die 6.6 mm, round | Male die for punching busbars | EC003458 | 4055740 | Rittal |  |  |  | 0.54 | x |  |  | 0.578 | 2021-05-01 | 104.9 | 1 | piece(s) | 4028177920880 | PCE |  |  |  | 82073010
4055741 | AS | Male die 9.0 mm, round | Male die for punching busbars | EC003458 | 4055741 | Rittal |  |  |  | 0.545 | x |  |  | 0.578 | 2021-05-01 | 104.9 | 1 | piece(s) | 4028177920873 | PCE |  |  |  | 82073010
4055742 | AS | Male die 9.5 mm, round | Male die for punching busbars | EC003458 | 4055742 | Rittal |  |  |  | 0.545 | x |  |  | 0.578 | 2021-05-01 | 104.9 | 1 | piece(s) | 4028177920866 | PCE |  |  |  | 82073010
4055743 | AS | Male die 11.0 mm, round | Male die for punching busbars | EC003458 | 4055743 | Rittal |  |  |  | 0.55 | x |  |  | 0.578 | 2021-05-01 | 104.9 | 1 | piece(s) | 4028177920859 | PCE |  |  |  | 82073010
4055744 | AS | Male die 11.5 mm, round | Male die for punching busbars | EC003458 | 4055744 | Rittal |  |  |  | 0.55 | x |  |  | 0.578 | 2021-05-01 | 104.9 | 1 | piece(s) | 4028177920842 | PCE |  |  |  | 82073010
4055745 | AS | Male die 13.5 mm, round | Male die for punching busbars | EC003458 | 4055745 | Rittal |  |  |  | 0.523 | x |  |  | 0.578 | 2021-05-01 | 104.9 | 1 | piece(s) | 4028177920835 | PCE |  |  |  | 82073010
4055746 | AS | Male die 14.0 mm, round | Male die for punching busbars | EC003458 | 4055746 | Rittal |  |  |  | 0.55 | x |  |  | 0.578 | 2021-05-01 | 104.9 | 1 | piece(s) | 4028177920828 | PCE |  |  |  | 82073010
4055747 | AS | Male die 17.5 mm, round | Male die for punching busbars | EC003458 | 4055747 | Rittal |  |  |  | 0.565 | x |  |  | 0.578 | 2021-05-01 | 104.9 | 1 | piece(s) | 4028177920811 | PCE |  |  |  | 82073010
4055748 | AS | Male die 18.0 mm, round | Male die for punching busbars | EC003458 | 4055748 | Rittal |  |  |  | 0.565 | x |  |  | 0.578 | 2021-05-01 | 104.9 | 1 | piece(s) | 4028177920804 | PCE |  |  |  | 82073010
4055749 | AS | Male die 21.0 mm, round | Male die for punching busbars | EC003458 | 4055749 | Rittal |  |  |  | 0.58 | x |  |  | 0 | 2021-05-01 | 104.9 | 1 | piece(s) | 4028177920798 | PCE |  |  |  | 82073010
4055750 | AS | Male die 21.5 mm, round | Male die for punching busbars | EC003458 | 4055750 | Rittal |  |  |  | 0.546 | x |  |  | 0.578 | 2021-05-01 | 104.9 | 1 | piece(s) | 4028177920781 | PCE |  |  |  | 82073010
4055770 | AS | Female die 6.6 mm, round | Female die for punching busbars | EC003458 | 4055770 | Rittal |  |  |  | 0.288 | x |  |  | 0.578 | 2021-05-01 | 43.6 | 1 | piece(s) | 4028177920774 | PCE |  |  |  | 82073010
4055771 | AS | Female die 9.0 mm, round | Female die for punching busbars | EC003458 | 4055771 | Rittal |  |  |  | 0.285 | x |  |  | 0.578 | 2021-05-01 | 43.6 | 1 | piece(s) | 4028177920767 | PCE |  |  |  | 82073010
4055772 | AS | Female die 9.5 mm, round | Female die for punching busbars | EC003458 | 4055772 | Rittal |  |  |  | 0.25 | x |  |  | 0.539 | 2021-05-01 | 43.6 | 1 | piece(s) | 4028177920750 | PCE |  |  |  | 82073010
4055773 | AS | Female die 11.0 mm, round | Female die for punching busbars | EC003458 | 4055773 | Rittal |  |  |  | 0.283 | x |  |  | 0.578 | 2021-05-01 | 43.6 | 1 | piece(s) | 4028177920743 | PCE |  |  |  | 82073010
4055774 | AS | Female die 11.5 mm, round | Female die for punching busbars | EC003458 | 4055774 | Rittal |  |  |  | 0.279 | x |  |  | 0.578 | 2021-05-01 | 43.6 | 1 | piece(s) | 4028177920736 | PCE |  |  |  | 82073010
4055775 | AS | Female die 13.5 mm, round | Female die for punching busbars | EC003458 | 4055775 | Rittal |  |  |  | 0.256 | x |  |  | 0.578 | 2021-05-01 | 43.6 | 1 | piece(s) | 4028177920729 | PCE |  |  |  | 82073010
4055776 | AS | Female die 14.0 mm, round | Female die for punching busbars | EC003458 | 4055776 | Rittal |  |  |  | 0.279 | x |  |  | 0.578 | 2021-05-01 | 43.6 | 1 | piece(s) | 4028177920712 | PCE |  |  |  | 82073010
4055777 | AS | Female die 17.5 mm, round | Female die for punching busbars | EC003458 | 4055777 | Rittal |  |  |  | 0.25 | x |  |  | 0.578 | 2021-05-01 | 43.6 | 1 | piece(s) | 4028177920705 | PCE |  |  |  | 82073010
4055778 | AS | Female die 18.0 mm, round | Female die for punching busbars | EC003458 | 4055778 | Rittal |  |  |  | 0.27 | x |  |  | 0.578 | 2021-05-01 | 43.6 | 1 | piece(s) | 4028177920699 | PCE |  |  |  | 82073010
4055779 | AS | Female die 21.0 mm, round | Female die for punching busbars | EC003458 | 4055779 | Rittal |  |  |  | 0.245 | x |  |  | 0.578 | 2021-05-01 | 43.6 | 1 | piece(s) | 4028177920682 | PCE |  |  |  | 82073010
4055780 | AS | Female die 21.5 mm, round | Female die for punching busbars | EC003458 | 4055780 | Rittal |  |  |  | 0.231 | x |  |  | 0.578 | 2021-05-01 | 43.6 | 1 | piece(s) | 4028177920675 | PCE |  |  |  | 82073010
4055791 | AS | Male and female dies for slots | Male and female dies for slots suitable for CW 120 | EC003458 | 4055791 | Rittal |  |  |  | 1 | x |  |  | 0 | 2021-05-01 | 272 | 1 | piece(s) | 4028177922877 | PCE |  |  |  | 82073010
4055800 | AS | Busbar machining, mobile, CW120-M | CW 120 – M mobile busbar machining. The CW 120 – M mobile station is ideal for bending, punching and cutting busbars. | EC000000 | 4055800 | Rittal |  |  |  | 390 | x |  |  | 2225.315 | 2021-05-01 | 17257 | 1 | piece(s) | 4028177920637 | PCE |  |  |  | 84629980
4055806 | AS | Hydraulic cylinder | Hydraulic cylinder driven by CW 120 – M or an electro-hydraulic pump | EC000000 | 4055806 | Rittal |  |  |  | 2.713 | x |  |  | 4.081 | 2021-05-01 | 287 | 1 | piece(s) | 4028177922891 | PCE |  |  |  | 84661031
4055807 | AS | Hydraulic hose | Hydraulic hose for hydraulic cylinder | EC000000 | 4055807 | Rittal |  |  |  | 1.606 | x |  |  | 23.409 | 2021-05-01 | 336 | 1 | piece(s) | 4028177922884 | PCE |  |  |  | 40094200
4114000 | PS | PS Wiring plan pockets, for TS, CM, SE, PC, TP pedestal, sheet steel | PS Wiring plan pockets, for TS, CM, SE, PC, TP pedestal, sheet steel, for door width: 400 mm, D: 90 mm | EC000317 | 4114000 | Rittal |  |  | 90 | 1.3 | x |  |  | 6.166 | 2021-05-01 | 15.2 | 1 | piece(s) | 4028177091771 | PCE |  |  |  | 73269098
4115000 | PS | PS Wiring plan pockets, for TS, CM, SE, PC, TP pedestal, sheet steel | PS Wiring plan pockets, for TS, CM, SE, PC, TP pedestal, sheet steel, for door width: 500 mm, D: 90 mm | EC000317 | 4115000 | Rittal |  |  | 90 | 1.82 | x |  |  | 8.443 | 2021-05-01 | 16.8 | 1 | piece(s) | 4028177091795 | PCE |  |  |  | 73269098
4115500 | CM | CM Wiring plan pockets, for TS, CM, SE, PC, TP pedestal, sheet steel | CM Wiring plan pockets, for TS, CM, SE, PC, TP pedestal, sheet steel, for door width: 500 mm, D: 35 mm | EC000317 | 4115500 | Rittal |  |  | 35 | 1 | x |  |  | 3.6 | 2021-05-01 | 14.9 | 1 | piece(s) | 4028177526303 | PCE |  |  |  | 73269098
4116000 | PS | PS Wiring plan pockets, for TS, CM, SE, PC, TP pedestal, sheet steel | PS Wiring plan pockets, for TS, CM, SE, PC, TP pedestal, sheet steel, for door width: 600 mm, D: 90 mm | EC000317 | 4116000 | Rittal |  |  | 90 | 2.16 | x |  |  | 11.25 | 2021-05-01 | 17.5 | 1 | piece(s) | 4028177091818 | PCE |  |  |  | 73269098
4116500 | CM | CM Wiring plan pockets, for TS, CM, SE, PC, TP pedestal, sheet steel | CM Wiring plan pockets, for TS, CM, SE, PC, TP pedestal, sheet steel, for door width: 600 mm, D: 35 mm | EC000317 | 4116500 | Rittal |  |  | 35 | 1.26 | x |  |  | 4.455 | 2021-05-01 | 16 | 1 | piece(s) | 4028177526310 | PCE |  |  |  | 73269098
4118000 | PS | PS Wiring plan pockets, for TS, CM, SE, PC, TP pedestal, sheet steel | PS Wiring plan pockets, for TS, CM, SE, PC, TP pedestal, sheet steel, for door width: 800 mm, D: 90 mm | EC000317 | 4118000 | Rittal |  |  | 90 | 2.8 | x |  |  | 15.463 | 2021-05-01 | 20.1 | 1 | piece(s) | 4028177091849 | PCE |  |  |  | 73269098
4118500 | CM | CM Wiring plan pockets, for TS, CM, SE, PC, TP pedestal, sheet steel | CM Wiring plan pockets, for TS, CM, SE, PC, TP pedestal, sheet steel, for door width: 800 mm, D: 35 mm | EC000317 | 4118500 | Rittal |  |  | 35 | 1.82 | x |  |  | 6.255 | 2021-05-01 | 18.1 | 1 | piece(s) | 4028177526327 | PCE |  |  |  | 73269098
4119000 | PS | PS U nut, for thread M4 | PS U nut, for thread M4 | EC000096 | 4119000 | Rittal |  |  |  | 0.18 | x |  |  | 0.019 | 2021-05-01 | 14.5 | 20 | piece(s) | 4028177091863 | PK |  |  |  | 73181900
4120000 | PS | PS Wiring plan lectern, for TS, CM, SE, PC, TP, for door width: ? 400 mm | PS Wiring plan lectern, for TS, CM, SE, PC, TP, for door width: 400 mm | EC000317 | 4120000 | Rittal | 210 | 365 | 24 | 0.88 | x |  |  | 3.657 | 2021-05-01 | 28.2 | 1 | piece(s) | 4028177091887 | PCE |  |  |  | 39269097
4123000 | PS | PS Wiring plan pockets, for TS, CM, SE, PC, TP pedestal, sheet steel | PS Wiring plan pockets, for TS, CM, SE, PC, TP pedestal, sheet steel, for door width: 900 mm, D: 90 mm | EC000317 | 4123000 | Rittal |  |  | 90 | 3.16 | x |  |  | 15.84 | 2021-05-01 | 23.4 | 1 | piece(s) | 4028177091924 | PCE |  |  |  | 73269098
4124000 | PS | PS Wiring plan pockets, for TS, CM, SE, PC, TP pedestal, sheet steel | PS Wiring plan pockets, for TS, CM, SE, PC, TP pedestal, sheet steel, for door width: 1000 mm, D: 90 mm | EC000317 | 4124000 | Rittal |  |  | 90 | 3.52 | x |  |  | 18.115 | 2021-05-01 | 25.9 | 1 | piece(s) | 4028177091948 | PCE |  |  |  | 73269098
4127010 | SZ | SZ Door-operated switch, with accessory for interior installation | SZ Door-operated switch, with accessory for interior installation, without connection cable | EC002626 | 4127010 | Rittal | 0 | 0 | 0 | 0.075 | x |  |  | 0.305 | 2021-05-01 | 19.8 | 1 | piece(s) | 4028177497740 | PCE |  |  |  | 85365080
4133000 | TS | Quick-assembly block | TS Quick-assembly block | EC002625 | 4133000 | Rittal |  |  |  | 1.536 | x |  |  | 0.092 | 2021-05-01 | 33 | 12 | piece(s) | 4028177092129 | PK |  |  |  | 79070000
4134000 | TS | Angle piece | TS Angle piece | EC002625 | 4134000 | Rittal |  |  |  | 1.008 | x |  |  | 0.142 | 2021-05-01 | 26.7 | 12 | piece(s) | 4028177092143 | PK |  |  |  | 79070000
4140000 | SZ | SZ Mounting kit magnet, for compact light and System light LED | SZ Mounting kit magnet, for compact light and System light LED compact | EC002625 | 4140000 | Rittal |  |  |  | 0.054 | x |  |  | 0.174 | 2021-05-01 | 4.58 | 2 | piece(s) | 4028177522718 | PK |  |  |  | 85051100
4140810 | SZ | SZ LED system light, WHD: 230x33x21 mm, 24 V DC | SZ System light LED compact, WHD: 230x33x21 mm, 24 V DC, Integral on/off/door-operated switch mode | EC000321 | 4140810 | Rittal | 230 | 32.8 | 20.64 | 0.24 | x |  |  | 1.189 | 2021-05-01 | 66.9 | 1 | piece(s) | 4028177630123 | PCE |  |  |  | 94054099
4140820 | SZ | SZ LED system light, WHD: 330x33x21 mm, 24 V DC | SZ System light LED compact, WHD: 330x33x21 mm, 24 V DC, Integral on/off/door-operated switch mode | EC000321 | 4140820 | Rittal | 330 | 32.8 | 20.64 | 0.3 | x |  |  | 1.344 | 2021-05-01 | 73.1 | 1 | piece(s) | 4028177630130 | PCE |  |  |  | 94054099
4140830 | SZ | SZ LED system light, WHD: 430x33x21 mm, 24 V DC | SZ System light LED compact, WHD: 430x33x21 mm, 24 V DC, Integral on/off/door-operated switch mode | EC000321 | 4140830 | Rittal | 430 | 32.8 | 20.64 | 0.38 | x |  |  | 1.825 | 2021-05-01 | 79 | 1 | piece(s) | 4028177630147 | PCE |  |  |  | 94054099
4140840 | SZ | SZ LED system light, WHD: 530x33x21 mm, 24 V DC | SZ System light LED compact, WHD: 530x33x21 mm, 24 V DC, Integral on/off/door-operated switch mode | EC000321 | 4140840 | Rittal | 530 | 32.8 | 20.64 | 0.44 | x |  |  | 1.995 | 2021-05-01 | 85.2 | 1 | piece(s) | 4028177630154 | PCE |  |  |  | 94054099
4157000 | SZ | SZ U nut, for thread M5 | SZ U nut, for thread M5 | EC000096 | 4157000 | Rittal |  |  |  | 0.4 | x |  |  | 0.009 | 2021-05-01 | 14.5 | 20 | piece(s) | 4028177092822 | PK |  |  |  | 73181900
4162000 | TS | TS Threaded block, for thread M6 | TS Threaded block, for thread M6 | EC002358 | 4162000 | Rittal |  |  |  | 0.5 | x |  |  | 0 | 2021-05-01 | 8.33 | 50 | piece(s) | 4028177092945 | PK |  |  |  | 79070000
4163000 | TS | TS Threaded block, for thread M8 | TS Threaded block, for thread M8 | EC002358 | 4163000 | Rittal |  |  |  | 0.45 | x |  |  | 0 | 2021-05-01 | 8.33 | 50 | piece(s) | 4028177092969 | PK |  |  |  | 79070000
4164500 | VX | VX Captive nut, M6 | VX Captive nut, thread M6 | EC002358 | 4164500 | Rittal |  |  |  | 0.18 | x |  |  | 0.004 | 2021-05-01 | 13.6 | 20 | piece(s) | 4028177920996 | PK |  |  |  | 73181692
4165500 | VX | VX Captive nut, M8 | VX Captive nut, thread M8 | EC002358 | 4165500 | Rittal |  |  |  | 0.16 | x |  |  | 0.005 | 2021-05-01 | 13.6 | 20 | piece(s) | 4028177920989 | PK |  |  |  | 73181692
4166500 | VX | VX Captive nut, thread: M5 | VX Captive nut, thread: M5 | EC002358 | 4166500 | Rittal |  |  |  | 0.18 | x |  |  | 0.007 | 2021-05-01 | 13.6 | 20 | piece(s) | 4028177942240 | PK |  |  |  | 73181692
4169000 | SZ | SZ Punched rail 23 x 23 mm, for TS, SE, for WHD: 400 mm, L: 295 mm | SZ Punched rail 23 x 23 mm, for TS, SE, for WHD: 400 mm, L: 295 mm | EC002625 | 4169000 | Rittal |  |  |  | 2.256 | x |  |  | 0.15 | 2021-05-01 | 25.5 | 12 | piece(s) | 4028177093102 | PK |  |  |  | 73269098
4170000 | SZ | SZ Punched rail 23 x 23 mm, for TS, SE, for WHD: 500 mm, L: 395 mm | SZ Punched rail 23 x 23 mm, for TS, SE, for WHD: 500 mm, L: 395 mm | EC002625 | 4170000 | Rittal |  |  |  | 3.048 | x |  |  | 0.247 | 2021-05-01 | 30.7 | 12 | piece(s) | 4028177093126 | PK |  |  |  | 73269098
4171000 | SZ | SZ Punched rail 23 x 23 mm, for TS, SE, for WHD: 600 mm, L: 495 mm | SZ Punched rail 23 x 23 mm, for TS, SE, for WHD: 600 mm, L: 495 mm | EC002625 | 4171000 | Rittal |  |  |  | 3.816 | x |  |  | 0.275 | 2021-05-01 | 35.4 | 12 | piece(s) | 4028177093140 | PK |  |  |  | 73269098
4172000 | SZ | SZ Punched rail 23 x 23 mm, for TS, SE, for WHD: 800 mm, L: 695 mm | SZ Punched rail 23 x 23 mm, for TS, SE, for WHD: 800 mm, L: 695 mm | EC002625 | 4172000 | Rittal |  |  |  | 5.364 | x |  |  | 0.385 | 2021-05-01 | 46.3 | 12 | piece(s) | 4028177093164 | PK |  |  |  | 73269098
4173000 | SZ | SZ Punched rail 23 x 23 mm, for TS, SE, for WHD: 1000 mm, L: 895 mm | SZ Punched rail 23 x 23 mm, for TS, SE, for WHD: 1000 mm, L: 895 mm | EC002625 | 4173000 | Rittal |  |  |  | 6.876 | x |  |  | 0.492 | 2021-05-01 | 55.3 | 12 | piece(s) | 4028177093188 | PK |  |  |  | 73269098
4174000 | SZ | SZ Punched rail 23 x 23 mm, for TS, SE, for WHD: 1200 mm, L: 1095 mm | SZ Punched rail 23 x 23 mm, for TS, SE, for WHD: 1200 mm, L: 1095 mm | EC002625 | 4174000 | Rittal |  |  |  | 4.2 | x |  |  | 0.668 | 2021-05-01 | 39 | 6 | piece(s) | 4028177093201 | PK |  |  |  | 73269098
4175000 | SZ | SZ Punched rail 23 x 23 mm, for TS, SE, for WHD: 1600 mm, L: 1495 mm | SZ Punched rail 23 x 23 mm, for TS, SE, for WHD: 1600 mm, L: 1495 mm | EC002625 | 4175000 | Rittal |  |  |  | 5.676 | x |  |  | 0.95 | 2021-05-01 | 55.1 | 6 | piece(s) | 4028177093225 | PK |  |  |  | 73269098
4176000 | SZ | SZ Punched rail 23 x 23 mm, for TS, SE, for WHD: 1800 mm, L: 1695 mm | SZ Punched rail 23 x 23 mm, for TS, SE, for WHD: 1800 mm, L: 1695 mm | EC002625 | 4176000 | Rittal |  |  |  | 6.648 | x |  |  | 1.056 | 2021-05-01 | 56.7 | 6 | piece(s) | 4028177093249 | PK |  |  |  | 73269098
4177000 | SZ | SZ Punched rail 23 x 23 mm, for TS, SE, for WHD: 2000 mm, L: 1895 mm | SZ Punched rail 23 x 23 mm, for TS, SE, for WHD: 2000 mm, L: 1895 mm | EC002625 | 4177000 | Rittal |  |  |  | 7.338 | x |  |  | 1.175 | 2021-05-01 | 63 | 6 | piece(s) | 4028177093263 | PK |  |  |  | 73269098
4178000 | SZ | SZ Punched rail 23 x 23 mm, for TS, SE, for WHD: 2200 mm, L: 2095 mm | SZ Punched rail 23 x 23 mm, for TS, SE, for WHD: 2200 mm, L: 2095 mm | EC002625 | 4178000 | Rittal |  |  |  | 9.516 | x |  |  | 1.481 | 2021-05-01 | 69.7 | 6 | piece(s) | 4028177093287 | PK |  |  |  | 73269098
4179000 | SZ | SZ U nut, for thread M6 | SZ U nut, for thread M6 | EC000096 | 4179000 | Rittal |  |  |  | 0.38 | x |  |  | 0.018 | 2021-05-01 | 14.5 | 20 | piece(s) | 4028177093300 | PK |  |  |  | 73181900
4180000 | SZ | SZ U nut, for thread M8 | SZ U nut, for thread M8 | EC000096 | 4180000 | Rittal |  |  |  | 0.34 | x |  |  | 0.018 | 2021-05-01 | 14.5 | 20 | piece(s) | 4028177093324 | PK |  |  |  | 73181692
4182000 | SZ | SZ Mounting bracket, for fastening of PS mounting rail 23x23 mm | SZ Mounting bracket, for fastening of PS mounting rail 23x23 mm, via adaptor rail for PS compatibility | EC002625 | 4182000 | Rittal |  |  |  | 1.488 | x |  |  | 0.086 | 2021-05-01 | 24.6 | 24 | piece(s) | 4028177093362 | PK |  |  |  | 73182900
4199000 | TS | Bracket/spacer | TS Bracket/spacer | EC002625 | 4199000 | Rittal |  |  |  | 1.11 | x |  |  | 0.173 | 2021-05-01 | 13.7 | 6 | piece(s) | 4028177093737 | PK |  |  |  | 73181900
4309000 | TS | TS Support strip, for TS, SE | TS Support strip, for TS, SE, CM, TP, for the inner mounting level: for W/D: 400 mm, for door width: 500 mm, L: 390 mm | EC002620 | 4309000 | Rittal |  |  |  | 3.98 | x |  |  | 0.126 | 2021-05-01 | 45.7 | 20 | piece(s) | 4028177098510 | PK |  |  |  | 73269098
4311000 | SZ | SZ Connector grommets, for cable Ø 8-36 mm | SZ Connector grommets, for cable ø 8-36 mm | EC000879 | 4311000 | Rittal |  |  |  | 0.38 | x |  |  | 0.345 | 2021-05-01 | 24.1 | 10 | piece(s) | 4028177150263 | PK |  |  |  | 39269097
4315800 | SZ | SZ Connection cable, for System light LED, L: 3000 mm | SZ Connection cable, for System light LED compact, L: 3000 mm | EC001576 | 4315800 | Rittal | 0 | 0 | 0 | 0.112 | x |  |  | 0.624 | 2021-05-01 | 11.2 | 1 | piece(s) | 4028177630192 | PCE |  |  |  | 85444290
4315810 | SZ | SZ Door-operated switch, for System light LED, L: 3000 mm | SZ Door-operated switch, for System light LED compact, L: 3000 mm, with LED connection cable | EC001576 | 4315810 | Rittal | 0 | 0 | 0 | 0.2 | x |  |  | 0.816 | 2021-05-01 | 24.9 | 1 | piece(s) | 4028177630161 | PCE |  |  |  | 85369095
4315820 | SZ | SZ Door-operated switch, for System light LED, L: 1000 mm | SZ Door-operated switch, for System light LED compact, L: 1000 mm, with LED interconnecting cable | EC001576 | 4315820 | Rittal | 0 | 0 | 0 | 0.14 | x |  |  | 1.008 | 2021-05-01 | 27 | 1 | piece(s) | 4028177630178 | PCE |  |  |  | 85369095
4315830 | SZ | SZ Interconnecting cable, for System light LED, L: 600 mm | SZ Interconnecting cable, for System light LED compact, L: 600 mm | EC001576 | 4315830 | Rittal | 0 | 0 | 0 | 0.04 | x |  |  | 0.078 | 2021-05-01 | 14.9 | 1 | piece(s) | 4028177630208 | PCE |  |  |  | 85444290
4315840 | SZ | SZ Interconnecting cable, for System light LED, L: 1000 mm | SZ Interconnecting cable, for System light LED compact, L: 1000 mm | EC001576 | 4315840 | Rittal | 0 | 0 | 0 | 0.046 | x |  |  | 0.144 | 2021-05-01 | 15.9 | 1 | piece(s) | 4028177630512 | PCE |  |  |  | 85444290
4315850 | SZ | SZ Interconnecting cable, for System light LED, L: 3000 mm | SZ Interconnecting cable, for System light LED compact, L: 3000 mm | EC001576 | 4315850 | Rittal | 0 | 0 | 0 | 0.112 | x |  |  | 0.45 | 2021-05-01 | 16.7 | 1 | piece(s) | 4028177630529 | PCE |  |  |  | 85444290
4315860 | SZ | SZ Adaptor power pack, for System light LED, 100-230 V/24 V DC, 1 A | SZ Adaptor power pack, for System light LED compact, 100-230 V/24 V DC, 1 A | EC002620 | 4315860 | Rittal | 0 | 0 | 0 | 0.16 | x |  |  | 0.486 | 2021-05-01 | 33.5 | 1 | piece(s) | 4028177630185 | PCE |  |  |  | 85043121
4316000 | SZ | SZ Cable entry grommets, for cable Ø 13 mm, No. of cables per grommet: 8 | SZ Cable entry grommets, for cable ø 13 mm, No. of cables per grommet: 8 | EC000879 | 4316000 | Rittal |  |  |  | 0.7 | x |  |  | 0.154 | 2021-05-01 | 29 | 25 | piece(s) | 4028177098664 | PK |  |  |  | 40169991
4317000 | SZ | SZ Cable entry grommets, for cable Ø 21 mm, No. of cables per grommet: 3 | SZ Cable entry grommets, for cable ø 21 mm, No. of cables per grommet: 3 | EC000879 | 4317000 | Rittal |  |  |  | 0.7 | x |  |  | 0.154 | 2021-05-01 | 29.2 | 25 | piece(s) | 4028177098688 | PK |  |  |  | 40169991
4318000 | SZ | SZ Cable entry grommets, for cable Ø 47 mm, No. of cables per grommet: 1 | SZ Cable entry grommets, for cable ø 47 mm, No. of cables per grommet: 1 | EC000879 | 4318000 | Rittal |  |  |  | 0.625 | x |  |  | 0.156 | 2021-05-01 | 29.6 | 25 | piece(s) | 4028177098701 | PK |  |  |  | 39269097
4319090 | SZ | SZ Cable attachment, for cable Ø 6-9 mm | SZ Cable attachment, for cable ø 6-9 mm | EC000322 | 4319090 | Rittal |  |  |  | 0.1 | x |  |  | 0.028 | 2021-05-01 | 9.12 | 50 | piece(s) | 4028177098732 | PK |  |  |  | 39269097
4319120 | SZ | SZ Cable attachment, for cable Ø 9-12 mm | SZ Cable attachment, for cable ø 9-12 mm | EC000322 | 4319120 | Rittal |  |  |  | 0.15 | x |  |  | 0 | 2021-05-01 | 11.2 | 50 | piece(s) | 4028177098749 | PK |  |  |  | 39269097
4319160 | SZ | SZ Cable attachment, for cable Ø 12-16 mm | SZ Cable attachment, for cable ø 12-16 mm | EC000322 | 4319160 | Rittal |  |  |  | 0.3 | x |  |  | 0.028 | 2021-05-01 | 14.1 | 50 | piece(s) | 4028177098756 | PK |  |  |  | 39269097
4319200 | SZ | SZ Cable attachment, for cable Ø 16-20 mm | SZ Cable attachment, for cable ø 16-20 mm | EC000322 | 4319200 | Rittal |  |  |  | 0.3 | x |  |  | 0.028 | 2021-05-01 | 17.5 | 50 | piece(s) | 4028177098763 | PK |  |  |  | 39269097
4333120 | TS | TS Cross-brace, for mounting plate for TS, SE, for W: 1200 mm | TS Cross-brace, for mounting plate for TS, SE, for W: 1200 mm | EC002625 | 4333120 | Rittal |  |  |  | 5.22 | x |  |  | 0 | 2021-05-01 | 44.1 | 2 | piece(s) | 4028177099111 | PK |  |  |  | 73269098
4333160 | TS | TS Cross-brace, for mounting plate for TS, SE, for W: 1600 mm | TS Cross-brace, for mounting plate for TS, SE, for W: 1600 mm | EC002625 | 4333160 | Rittal |  |  |  | 6.882 | x |  |  | 3.379 | 2021-05-01 | 63.3 | 2 | piece(s) | 4028177099128 | PK |  |  |  | 73269098
4333180 | TS | TS Cross-brace, for mounting plate for TS, SE, for W: 1800 mm | TS Cross-brace, for mounting plate for TS, SE, for W: 1800 mm | EC002625 | 4333180 | Rittal |  |  |  | 7.804 | x |  |  | 3.44 | 2021-05-01 | 71.4 | 2 | piece(s) | 4028177099135 | PK |  |  |  | 73269098
4348500 | VX | VX EMC divider panel seal | VX EMC divider panel seal | EC002620 | 4348500 | Rittal | 10 | 28 |  | 0.7 | x |  |  | 7.2 | 2021-05-01 | 78.7 | 1 | piece(s) | 4028177947221 | PCE |  |  |  | 84841000
4393000 | SZ | SZ Punched rail 23 x 23 mm, for TS, SE, for WHD: 400 mm, L: 1295 mm | SZ Punched rail 23 x 23 mm, for TS, SE, for WHD: 400 mm, L: 1295 mm | EC002625 | 4393000 | Rittal |  |  |  | 5.082 | x |  |  | 0.9 | 2021-05-01 | 43.2 | 6 | piece(s) | 4028177232167 | PK |  |  |  | 73269098
4394000 | TS | TS Support rail, for TS, SE, CM, for W/D: 400 mm, slotted | TS Support rail, for TS, SE, CM, for W/D: 400 mm, slotted | EC001285 | 4394000 | Rittal |  |  |  | 4.128 | x |  |  | 0.535 | 2021-05-01 | 27.2 | 4 | piece(s) | 4028177100350 | PK |  |  |  | 73269098
4395000 | TS | TS Support rail, for TS, SE, CM, for W/D: 500 mm, slotted | TS Support rail, for TS, SE, CM, for W/D: 500 mm, slotted | EC001285 | 4395000 | Rittal |  |  |  | 5.272 | x |  |  | 0.663 | 2021-05-01 | 32.3 | 4 | piece(s) | 4028177100374 | PK |  |  |  | 73269098
4396000 | TS | TS Support rail, for TS, SE, CM, for W/D: 600 mm, slotted | TS Support rail, for TS, SE, CM, for W/D: 600 mm, slotted | EC001285 | 4396000 | Rittal |  |  |  | 6.56 | x |  |  | 0.805 | 2021-05-01 | 37.1 | 4 | piece(s) | 4028177100398 | PK |  |  |  | 73269098
4396500 | TS | TS Support rail, for TS, SE, CM, for W/D: 600 mm, unslotted | TS Support rail, for TS, SE, CM, for W/D: 600 mm, unslotted | EC001285 | 4396500 | Rittal |  |  |  | 7.136 | x |  |  | 0.78 | 2021-05-01 | 37.1 | 4 | piece(s) | 4028177522787 | PK |  |  |  | 73269098
4398000 | TS | TS Support rail, for TS, SE, CM, for W/D: 800 mm, slotted | TS Support rail, for TS, SE, CM, for W/D: 800 mm, slotted | EC001285 | 4398000 | Rittal |  |  |  | 8.876 | x |  |  | 1.09 | 2021-05-01 | 48.3 | 4 | piece(s) | 4028177100411 | PK |  |  |  | 73269098
4398500 | TS | TS Support rail, for TS, SE, CM, for W/D: 800 mm, unslotted | TS Support rail, for TS, SE, CM, for W/D: 800 mm, unslotted | EC001285 | 4398500 | Rittal |  |  |  | 9.636 | x |  |  | 10.588 | 2021-05-01 | 48.3 | 4 | piece(s) | 4028177522794 | PK |  |  |  | 73269098
4531001 | VX | VX Slide rails for VX adaptor section, with one-sided mounting, L: 270 mm | VX Slide rails for VX adaptor section, with one-sided mounting, L: 270 mm | EC002620 | 4531001 | Rittal |  |  |  | 5.48 | x |  |  | 0 | 2021-05-01 | 42 | 10 | piece(s) | 4028177939011 | PK |  |  |  | 73269098
4532000 | SZ | Mounting plates, for screw fastening, small | SZ Mounting plates, for screw fastening, small | EC000213 | 4532000 | Rittal | 110 | 60 | 0 | 0.24 | x |  |  | 0.027 | 2021-05-01 | 15.4 | 4 | piece(s) | 4028177102422 | PK |  |  |  | 73269098
4538000 | TS | TS Ride-up roller, for TS, SE, PC | TS Ride-up roller, for TS, SE, PC | EC002620 | 4538000 | Rittal |  |  |  | 1.02 | x |  |  | 0.161 | 2021-05-01 | 39 | 10 | piece(s) | 4028177102507 | PK |  |  |  | 83024900
4540000 | TS | Combination angle | TS Combination angle | EC002622 | 4540000 | Rittal |  |  |  | 2.72 | x |  |  | 0 | 2021-05-01 | 15.1 | 4 | piece(s) | 4028177102552 | PK |  |  |  | 83024900
4568000 | SZ | SZ Eyebolt, for TS, SE, Sheet steel, zinc-plated | SZ Eyebolt, for TS, SE, Sheet steel, zinc-plated | EC002367 | 4568000 | Rittal |  |  |  | 0.612 | x |  |  | 0.084 | 2021-05-01 | 10.5 | 4 | piece(s) | 4028177103122 | PK |  |  |  | 73181900
4568500 | SZ | SZ Eyebolt, for TS, SE, Stainless steel 1.4301 | SZ Eyebolt, for TS, SE, Stainless steel 1.4301 | EC002367 | 4568500 | Rittal |  |  |  | 0.636 | x |  |  | 0.103 | 2021-05-01 | 29.6 | 4 | piece(s) | 4028177690325 | PK |  |  |  | 83024900
4579000 | TS | TS Support strip, for TS, SE | TS Support strip, for TS, SE, CM, TP, for the inner mounting level: for W/D: 800 mm, for door width: 900 mm, L: 790 mm | EC002620 | 4579000 | Rittal |  |  |  | 8.22 | x |  |  | 0.245 | 2021-05-01 | 66 | 20 | piece(s) | 4028177103351 | PK |  |  |  | 73269098
4583000 | SZ | SZ Door stay, for TS, SE, universal console TP, PC | SZ Door stay, for TS, SE, universal console TP, PC | EC002626 | 4583000 | Rittal |  |  |  | 1.715 | x |  |  | 0.327 | 2021-05-01 | 28.4 | 5 | piece(s) | 4028177103436 | PK |  |  |  | 83024900
4583500 | TS | TS Door stay for escape routes, for TS, SE, PC | TS Door stay for escape routes, for TS, SE, PC | EC002626 | 4583500 | Rittal |  |  |  | 0.38 | x |  |  | 0.839 | 2021-05-01 | 7.46 | 1 | piece(s) | 4028177576322 | PCE |  |  |  | 83024900
4590700 | TS | TS Mounting plate infill, for TS, H: 1800 mm | TS Mounting plate infill, for TS, H: 1800 mm | EC000213 | 4590700 | Rittal |  |  |  | 4.02 | x |  |  | 10.12 | 2021-05-01 | 38.4 | 1 | piece(s) | 4028177103634 | PCE |  |  |  | 73269098
4591700 | TS | TS Mounting plate infill, for TS, H: 2000 mm | TS Mounting plate infill, for TS, H: 2000 mm | EC000213 | 4591700 | Rittal |  |  |  | 4.49 | x |  |  | 8.565 | 2021-05-01 | 41.3 | 1 | piece(s) | 4028177103665 | PCE |  |  |  | 73269098
4592700 | TS | TS Mounting plate infill, for TS, H: 2200 mm | TS Mounting plate infill, for TS, H: 2200 mm | EC000213 | 4592700 | Rittal |  |  |  | 4.89 | x |  |  | 9.982 | 2021-05-01 | 44.5 | 1 | piece(s) | 4028177103696 | PCE |  |  |  | 73269098
4594000 | TS | TS Support strip, for TS, SE | TS Support strip, for TS, SE, CM, TP, for door width: 400 mm, L: 290 mm | EC002620 | 4594000 | Rittal |  |  |  | 2.98 | x |  |  | 0.099 | 2021-05-01 | 36.6 | 20 | piece(s) | 4028177103726 | PK |  |  |  | 73269098
4595000 | TS | TS Wall bracket, sheet steel, galvanized | TS Wall bracket, sheet steel, galvanized | EC002625 | 4595000 | Rittal |  |  |  | 1.12 | x |  |  | 0.162 | 2021-05-01 | 13.8 | 4 | piece(s) | 4028177103740 | PK |  |  |  | 73182900
4596000 | TS | TS Support strip, for TS, SE | TS Support strip, for TS, SE, CM, TP, for the inner mounting level: for W/D: 500 mm, for door width: 600 mm, L: 490 mm | EC002620 | 4596000 | Rittal |  |  |  | 5.04 | x |  |  | 0 | 2021-05-01 | 54.6 | 20 | piece(s) | 4028177103764 | PK |  |  |  | 73269098
4597000 | SZ | Mounting bracket | SZ Mounting bracket | EC002620 | 4597000 | Rittal | 0 | 0 | 0 | 0.344 | x |  |  | 0.142 | 2021-05-01 | 16.2 | 4 | piece(s) | 4028177103788 | PK |  |  |  | 73182900
4598000 | TS | TS Support strip, for TS, SE | TS Support strip, for TS, SE, CM, TP, for door width: 800 mm, L: 690 mm | EC002620 | 4598000 | Rittal |  |  |  | 7.12 | x |  |  | 0 | 2021-05-01 | 61.8 | 20 | piece(s) | 4028177103801 | PK |  |  |  | 73269098
4599000 | TS | TS Support strip, for TS, SE | TS Support strip, for TS, SE, CM, TP, for door width: 1000 mm, L: 890 mm | EC002620 | 4599000 | Rittal |  |  |  | 9.34 | x |  |  | 0.334 | 2021-05-01 | 72.3 | 20 | piece(s) | 4028177103825 | PK |  |  |  | 73269098
4599100 | TS | TS Support strip, for door width 380 mm, | TS Support strip, for door width 380 mm | EC002620 | 4599100 | Rittal |  |  |  | 3.3 | x |  |  | 0.12 | 2021-05-01 | 35.2 | 20 | piece(s) | 4028177939035 | PK |  |  |  | 73269098
4599200 | TS | TS Support strip, for door width 760 mm, | TS Support strip, for door width 760 mm | EC002620 | 4599200 | Rittal |  |  |  | 7.28 | x |  |  | 0 | 2021-05-01 | 56.2 | 20 | piece(s) | 4028177939028 | PK |  |  |  | 73269098
4612000 | PS | PS Levelling foot, for TS, TS IT, SE, PC, IW | PS Levelling foot, for TS, TS IT, SE, PC, IW, Adjustment height 18-43 mm, with thread M12 | EC000721 | 4612000 | Rittal |  | 0 |  | 0.228 | x |  |  | 0.137 | 2021-05-01 | 17.5 | 4 | piece(s) | 4028177105492 | PK |  |  |  | 83024900
4638600 | PS | PS Utility lectern, for TS, SE, CM, PC, for door width 600 mm | PS Utility lectern, for TS, SE, CM, PC, for door width 600 mm | EC000784 | 4638600 | Rittal |  |  |  | 3.8 | x |  |  | 11.435 | 2021-05-01 | 89.8 | 1 | piece(s) | 4028177107496 | PCE |  |  |  | 94039010
4638800 | PS | PS Utility lectern, for TS, SE, CM, PC, for door width 800 mm | PS Utility lectern, for TS, SE, CM, PC, for door width 800 mm | EC000784 | 4638800 | Rittal |  |  |  | 3.8 | x |  |  | 16.055 | 2021-05-01 | 100.1 | 1 | piece(s) | 4028177107519 | PCE |  |  |  | 94039010
4650150 | PC | PC enclosure system, 600x1600x630 mm, Stainless Steel, with keyboard drawer | PC PC enclosure system, WHD: 600x1600x630 mm, Stainless Steel, 1.4301, with keyboard drawer | EC002502 | 4650150 | Rittal | 600 | 1600 | 630 | 115 | x |  |  | 0 | 2021-05-01 | 3015 | 1 | piece(s) | 4028177959491 | PCE |  |  |  | 94032080
4694000 | TS | TS Support strip, for TS, SE, CM, TP | TS Support strip, for TS, SE, CM, TP, for the outer mounting level: for W/D: 400 mm, L: 340 mm | EC002620 | 4694000 | Rittal |  |  |  | 3.54 | x |  |  | 2.22 | 2021-05-01 | 39.4 | 20 | piece(s) | 4028177108110 | PK |  |  |  | 73269098
4695000 | TS | TS Support strip, for TS, SE, CM, TP | TS Support strip, for TS, SE, CM, TP, for the outer mounting level: for W/D: 500 mm, L: 440 mm | EC002620 | 4695000 | Rittal |  |  |  | 4.6 | x |  |  | 2.468 | 2021-05-01 | 56.3 | 20 | piece(s) | 4028177108134 | PK |  |  |  | 73269098
4696000 | TS | TS Support strip, for TS, SE, CM, TP | TS Support strip, for TS, SE, CM, TP, for the outer mounting level: for W/D: 600 mm, L: 540 mm | EC002620 | 4696000 | Rittal |  |  |  | 5.56 | x |  |  | 0 | 2021-05-01 | 64.5 | 20 | piece(s) | 4028177108158 | PK |  |  |  | 73269098
4697000 | TS | TS Support strip, for TS, SE, CM, TP | TS Support strip, for TS, SE, CM, TP, for the outer mounting level: for W/D: 800 mm, L: 740 mm | EC002620 | 4697000 | Rittal |  |  |  | 7.64 | x |  |  | 4.682 | 2021-05-01 | 71.4 | 20 | piece(s) | 4028177108172 | PK |  |  |  | 73269098
4911000 | TS | TS Adjacent door latch, for door-locking of bayed enlcosure combinations | TS Adjacent door latch, for door-locking of bayed enlcosure combinations, for single-door enclosures | EC000327 | 4911000 | Rittal |  |  |  | 0.5 | x |  |  | 0.946 | 2021-05-01 | 22.2 | 1 | piece(s) | 4028177113947 | PCE |  |  |  | 83015000
4911100 | TS | TS Adjacent door latch, for door-locking of bayed enlcosure combinations | TS Adjacent door latch, for door-locking of bayed enlcosure combinations, for two-door enclosures | EC000327 | 4911100 | Rittal |  |  |  | 0.7 | x |  |  | 0.975 | 2021-05-01 | 24.7 | 1 | piece(s) | 4028177624924 | PCE |  |  |  | 83015000
4912000 | TS | TS Operating mechanism, for door-locking of bayed enlcosure combinations | TS Operating mechanism, for door-locking of bayed enlcosure combinations | EC000327 | 4912000 | Rittal |  |  |  | 0.56 | x |  |  | 0.967 | 2021-05-01 | 27.5 | 1 | piece(s) | 4028177113961 | PCE |  |  |  | 83024900
4916000 | TS | TS Interconnecting rod, for door-locking of bayed enlcosure combinations | TS Interconnecting rod, for door-locking of bayed enlcosure combinations, for W: 600 mm | EC000327 | 4916000 | Rittal |  |  |  | 3 | x |  |  | 0.259 | 2021-05-01 | 27.4 | 10 | piece(s) | 4028177113985 | PK |  |  |  | 83015000
4918000 | TS | TS Interconnecting rod, for door-locking of bayed enlcosure combinations | TS Interconnecting rod, for door-locking of bayed enlcosure combinations, for W: 800 mm | EC000327 | 4918000 | Rittal |  |  |  | 4.01 | x |  |  | 0.162 | 2021-05-01 | 33.1 | 10 | piece(s) | 4028177114005 | PK |  |  |  | 73269098
4920000 | TS | TS Interconnecting rod, for door-locking of bayed enlcosure combinations | TS Interconnecting rod, for door-locking of bayed enlcosure combinations, for W: 1200 mm | EC000327 | 4920000 | Rittal |  |  |  | 5.99 | x |  |  | 0.207 | 2021-05-01 | 42.1 | 10 | piece(s) | 4028177114029 | PK |  |  |  | 73269098
4933000 | SZ | SZ Support rail TS 35/15 to EN 60 715, for TS, SE, for W/D: 500 mm, L: 455 mm | SZ Support rail TS 35/15 to EN 60 715, for TS, SE, for W/D: 500 mm, L: 455 mm | EC001285 | 4933000 | Rittal |  |  |  | 1.692 | x |  |  | 0.245 | 2021-05-01 | 23.1 | 6 | piece(s) | 4028177114371 | PK |  |  |  | 73269098
4934000 | SZ | SZ Support rail TS 35/15 to EN 60 715, for TS, SE, for W/D: 600 mm, L: 555 mm | SZ Support rail TS 35/15 to EN 60 715, for TS, SE, for W/D: 600 mm, L: 555 mm | EC001285 | 4934000 | Rittal |  |  |  | 1.98 | x |  |  | 0.33 | 2021-05-01 | 27 | 6 | piece(s) | 4028177114395 | PK |  |  |  | 73269098
4935000 | SZ | SZ Support rail TS 35/15 to EN 60 715, for TS, SE, for W/D: 800 mm, L: 755 mm | SZ Support rail TS 35/15 to EN 60 715, for TS, SE, for W/D: 800 mm, L: 755 mm | EC001285 | 4935000 | Rittal |  |  |  | 2.838 | x |  |  | 0.539 | 2021-05-01 | 32.3 | 6 | piece(s) | 4028177114418 | PK |  |  |  | 73269098
4937000 | SZ | SZ Support rail TS 35/15 to EN 60 715, for TS, SE, for W/D: 1200 mm, L: 1155 mm | SZ Support rail TS 35/15 to EN 60 715, for TS, SE, for W/D: 1200 mm, L: 1155 mm | EC001285 | 4937000 | Rittal |  |  |  | 4.326 | x |  |  | 0.853 | 2021-05-01 | 42.3 | 6 | piece(s) | 4028177114456 | PK |  |  |  | 73269098
4943000 | SZ | SZ C rail 30/15 to EN 60 715, for TS, SE, for W/D: 500 mm, L: 455 mm | SZ C rail 30/15 to EN 60 715, for TS, SE, for W/D: 500 mm, L: 455 mm | EC000386 | 4943000 | Rittal |  |  |  | 1.902 | x |  |  | 1.749 | 2021-05-01 | 29.6 | 6 | piece(s) | 4028177114579 | PK |  |  |  | 73269098
4944000 | SZ | SZ C rail 30/15 to EN 60 715, for TS, SE, for W/D: 600 mm, L: 555 mm | SZ C rail 30/15 to EN 60 715, for TS, SE, for W/D: 600 mm, L: 555 mm | EC000386 | 4944000 | Rittal |  |  |  | 2.382 | x |  |  | 0 | 2021-05-01 | 35 | 6 | piece(s) | 4028177114593 | PK |  |  |  | 73269098
4945000 | SZ | SZ C rail 30/15 to EN 60 715, for TS, SE, for W/D: 800 mm, L: 755 mm | SZ C rail 30/15 to EN 60 715, for TS, SE, for W/D: 800 mm, L: 755 mm | EC000386 | 4945000 | Rittal |  |  |  | 3.3 | x |  |  | 0.47 | 2021-05-01 | 39.1 | 6 | piece(s) | 4028177114616 | PK |  |  |  | 73269098
4946000 | SZ | SZ C rail 30/15 to EN 60 715, for TS, SE, for W/D: 1000 mm, L: 955 mm | SZ C rail 30/15 to EN 60 715, for TS, SE, for W/D: 1000 mm, L: 955 mm | EC000386 | 4946000 | Rittal |  |  |  | 4.11 | x |  |  | 0.579 | 2021-05-01 | 44.1 | 6 | piece(s) | 4028177114630 | PK |  |  |  | 73269098
4947000 | SZ | SZ C rail 30/15 to EN 60 715, for TS, SE, for W/D: 1200 mm, L: 1155 mm | SZ C rail 30/15 to EN 60 715, for TS, SE, for W/D: 1200 mm, L: 1155 mm | EC000386 | 4947000 | Rittal |  |  |  | 4.98 | x |  |  | 0 | 2021-05-01 | 49.1 | 6 | piece(s) | 4028177114654 | PK |  |  |  | 73269098
5001050 | CM | CM Rail for interior installation, for CM, TP, L: 510 mm | CM Rail for interior installation, for CM, TP, L: 510 mm | EC002620 | 5001050 | Rittal |  |  |  | 1.64 | x |  |  | 0.042 | 2021-05-01 | 15.7 | 4 | piece(s) | 4028177479586 | PK |  |  |  | 73269098
5001051 | CM | CM Rail for interior installation, for CM, TP, L: 710 mm | CM Rail for interior installation, for CM, TP, L: 710 mm | EC002620 | 5001051 | Rittal |  |  |  | 2.308 | x |  |  | 2.336 | 2021-05-01 | 18.9 | 4 | piece(s) | 4028177479593 | PK |  |  |  | 73269098
5001052 | CM | CM Rail for interior installation, for CM, TP, L: 910 mm | CM Rail for interior installation, for CM, TP, L: 910 mm | EC002620 | 5001052 | Rittal |  |  |  | 2.816 | x |  |  | 3.105 | 2021-05-01 | 22.2 | 4 | piece(s) | 4028177479609 | PK |  |  |  | 73269098
5001053 | CM | CM Rail for interior installation, for CM, TP, L: 1110 mm | CM Rail for interior installation, for CM, TP, L: 1110 mm | EC002620 | 5001053 | Rittal |  |  |  | 3.468 | x |  |  | 3.763 | 2021-05-01 | 25.4 | 4 | piece(s) | 4028177479616 | PK |  |  |  | 73269098
5001054 | CM | CM Rail for interior installation, for CM, TP, L: 1310 mm | CM Rail for interior installation, for CM, TP, L: 1310 mm | EC002620 | 5001054 | Rittal |  |  |  | 4.232 | x |  |  | 4.257 | 2021-05-01 | 28.6 | 4 | piece(s) | 4028177479623 | PK |  |  |  | 73269098
5001075 | CM | CM Mounting plate attachment, for CM, one-piece console, TP pedestale | CM Mounting plate attachment, for CM, one-piece console, TP pedestale | EC002625 | 5001075 | Rittal |  |  |  | 0.46 | x |  |  | 0.195 | 2021-05-01 | 12.1 | 1 | piece(s) | 4028177541979 | PCE |  |  |  | 83024900
5001080 | CM | CM Cable clamp rail C-section, for mounting plate, for TS, SE, CM, TP | CM Cable clamp rail C-section, for mounting plate, for TS, SE, CM, TP, for W: 600 mm | EC000322 | 5001080 | Rittal |  |  |  | 1.5 | x |  |  | 1.78 | 2021-05-01 | 9.12 | 1 | piece(s) | 4028177502949 | PCE |  |  |  | 73269098
5001081 | CM | CM Cable clamp rail C-section, for mounting plate, for TS, SE, CM, TP | CM Cable clamp rail C-section, for mounting plate, for TS, SE, CM, TP, for W: 800 mm | EC000322 | 5001081 | Rittal |  |  |  | 0.454 | x |  |  | 2.41 | 2021-05-01 | 9.74 | 1 | piece(s) | 4028177502956 | PCE |  |  |  | 73269098
5001082 | CM | CM Cable clamp rail C-section, for mounting plate, for TS, SE, CM, TP | CM Cable clamp rail C-section, for mounting plate, for TS, SE, CM, TP, for W: 1000 mm | EC000322 | 5001082 | Rittal |  |  |  | 0.45 | x |  |  | 3.696 | 2021-05-01 | 10.41 | 1 | piece(s) | 4028177502963 | PCE |  |  |  | 73269098
5001083 | CM | CM Cable clamp rail C-section, for mounting plate, for TS, SE, CM, TP | CM Cable clamp rail C-section, for mounting plate, for TS, SE, CM, TP, for W: 1200 mm | EC000322 | 5001083 | Rittal |  |  |  | 0.45 | x |  |  | 4.485 | 2021-05-01 | 11.2 | 1 | piece(s) | 4028177502970 | PCE |  |  |  | 73269098
5001130 | CM | CM Trim panel, for CM, TP, for WD: 600x400 mm | CM Trim panel, for CM, TP, for WD: 600x400 mm | EC002620 | 5001130 | Rittal | 0 | 24.5 | 0 | 4 | x |  |  | 7.347 | 2021-05-01 | 46.6 | 1 | piece(s) | 4028177501539 | PCE |  |  |  | 94039010
5001140 | CM | CM Trim panel, for CM, TP, for WD: 800x400 mm | CM Trim panel, for CM, TP, for WD: 800x400 mm | EC002620 | 5001140 | Rittal | 0 | 24.5 | 0 | 5.15 | x |  |  | 11.337 | 2021-05-01 | 50.6 | 1 | piece(s) | 4028177501560 | PCE |  |  |  | 94039010
5001160 | CM | CM Trim panel, for CM, TP, for WD: 1200x400 mm | CM Trim panel, for CM, TP, for WD: 1200x400 mm | EC002620 | 5001160 | Rittal | 0 | 24.5 | 0 | 7.4 | x |  |  | 19.984 | 2021-05-01 | 58.4 | 1 | piece(s) | 4028177501584 | PCE |  |  |  | 94039010
5001370 | CM | CM Base configuration rail, for CM, TP, for D: 400 mm | CM Base configuration rail, for CM, TP, for D: 400 mm | EC002625 | 5001370 | Rittal |  |  |  | 1.07 | x |  |  | 1.714 | 2021-05-01 | 17 | 2 | piece(s) | 4028177620599 | PK |  |  |  | 73269098
5301235 | VX | Internal latch for side panel, screw-fastened, carbon steel | VX internal interlock for side panel, screw-fastened, material: sheet steel, zinc-plated | EC000327 | 5301235 | Rittal |  |  |  | 0.056 | x |  |  | 0 | 2021-05-01 | 13.2 | 2 | piece(s) | 4028177952454 | PK |  |  |  | 73269098
5301236 | VX | Side panel, vertically divided, 2000x1000 mm, RAL 7035 | Side panel, divided vertically for VX IT, for enclosure height 2,000 mm, for enclosure depth 1,000 mm, sheet steel, powder coated, RAL 7035, IP degree of protection in accordance with IEC 60529: IP 20 | EC002524 | 5301236 | Rittal |  |  |  | 27.8 | x |  |  | 92.04 | 2021-05-01 | 179.2 | 1 | piece(s) | 4028177955776 | PCE |  |  |  | 94039010
5301242 | VX | Side panel, vertically divided, 2000x1200 mm, RAL 7035 | Side panel, divided vertically for VX IT, for enclosure height 2,000 mm, for enclosure depth 1,200 mm, sheet steel, powder coated, RAL 7035, IP degree of protection in accordance with IEC 60529: IP 20 | EC002524 | 5301242 | Rittal |  |  |  | 32.4 | x |  |  | 110.76 | 2021-05-01 | 193.9 | 1 | piece(s) | 4028177955837 | PCE |  |  |  | 94039010
5301243 | VX | Side panel, vertically divided, 2200x800 mm, RAL 7035 | Side panel, divided vertically for VX IT, for enclosure height 2,200 mm, for enclosure depth 800 mm, sheet steel, powder coated, RAL 7035, IP degree of protection in accordance with IEC 60529: IP 20 | EC002524 | 5301243 | Rittal |  |  |  | 25.6 | x |  |  | 80.5 | 2021-05-01 | 183.6 | 1 | piece(s) | 4028177955844 | PCE |  |  |  | 94039010
5301244 | VX | Side panel, vertically divided, 2200x1000 mm, RAL 7035 | Side panel, divided vertically for VX IT, for enclosure height 2,200 mm, for enclosure depth 1,000 mm, sheet steel, powder coated, RAL 7035, IP degree of protection in accordance with IEC 60529: IP 20 | EC002524 | 5301244 | Rittal |  |  |  | 30.8 | x |  |  | 96.6 | 2021-05-01 | 193.9 | 1 | piece(s) | 4028177955851 | PCE |  |  |  | 94039010
5301245 | VX | Side panel, vertically divided, 2200x1200 mm, RAL 7035 | Side panel, divided vertically for VX IT, for enclosure height 2,200 mm, for enclosure depth 1,200 mm, sheet steel, powder coated, RAL 7035, IP degree of protection in accordance with IEC 60529: IP 20 | EC002524 | 5301245 | Rittal |  |  |  | 36.4 | x |  |  | 0 | 2021-05-01 | 208.8 | 1 | piece(s) | 4028177955868 | PCE |  |  |  | 94039010
5301246 | VX | Side panel, vertically divided, 2000x800 mm, RAL 7035 | Side panel, divided vertically for VX IT, for enclosure height 2,000 mm, for enclosure depth 800 mm, sheet steel, powder coated, RAL 7035, IP degree of protection in accordance with IEC 60529: IP 20 | EC002524 | 5301246 | Rittal |  |  |  | 23 | x |  |  | 73.5 | 2021-05-01 | 173.1 | 1 | piece(s) | 4028177955875 | PCE |  |  |  | 94039010
5301250 | VX | Side panel, horizontally divided, 2000x1000 mm, RAL 7035 | Side panel, divided horizontally for VX IT for sealing IT enclosure systems in stand-alone or baying arrangement. For enclosure height 2,000 mm, for enclosure depth 1,000 mm. | EC002524 | 5301250 | Rittal |  |  |  | 18.6 | x |  |  | 43.725 | 2021-05-01 | 137.3 | 1 | piece(s) | 4028177950573 | PCE |  |  |  | 94039010
5301254 | VX | Side panel, horizontally divided, 2000x1200 mm, RAL 7035 | Side panel, divided horizontally for VX IT for sealing IT enclosure systems in stand-alone or baying arrangement. For enclosure height 2,000 mm, for enclosure depth 1,200 mm. | EC002524 | 5301254 | Rittal |  |  |  | 22.45 | x |  |  | 56.7 | 2021-05-01 | 151.9 | 1 | piece(s) | 4028177950610 | PCE |  |  |  | 94039010
5301257 | VX | Side panel, horizontally divided, 2200x1000 mm, RAL 7035 | Side panel, divided horizontally for VX IT for sealing IT enclosure systems in stand-alone or baying arrangement. For enclosure height 2,200 mm, for enclosure depth 1,000 mm. | EC002524 | 5301257 | Rittal |  |  |  | 19.8 | x |  |  | 96.99 | 2021-05-01 | 151.9 | 1 | piece(s) | 4028177950641 | PCE |  |  |  | 94039010
5301261 | VX | Side panel, horizontally divided, 2200x1200 mm, RAL 7035 | Side panel, divided horizontally for VX IT for sealing IT enclosure systems in stand-alone or baying arrangement. For enclosure height 2,200 mm, for enclosure depth 1,200 mm. | EC002524 | 5301261 | Rittal |  |  |  | 25.2 | x |  |  | 109.2 | 2021-05-01 | 166.8 | 1 | piece(s) | 4028177950689 | PCE |  |  |  | 94039010
5301264 | VX | Side panel, horizontally divided, 2450x1000 mm, RAL 7035 | Side panel, divided horizontally for VX IT for sealing IT enclosure systems in stand-alone or baying arrangement. For enclosure height 2,450 mm, for enclosure depth 1,000 mm. | EC002524 | 5301264 | Rittal |  |  |  | 22 | x |  |  | 107.325 | 2021-05-01 | 169.1 | 1 | piece(s) | 4028177950726 | PCE |  |  |  | 94039010
5301265 | VX | Side panel, horizontally divided, 2450x1200 mm, RAL 7035 | Side panel, divided horizontally for VX IT for sealing IT enclosure systems in stand-alone or baying arrangement. For enclosure height 2,450 mm, for enclosure depth 1,200 mm. | EC002524 | 5301265 | Rittal |  |  |  | 26.4 | x |  |  | 1265.625 | 2021-05-01 | 185.8 | 1 | piece(s) | 4028177950733 | PCE |  |  |  | 94039010
5301270 | VX IT | Partition, one-piece, for slide-in fixing, for VX, VX IT, To fit: 2000 x 1000 mm | Partition, one-piece, insertable for VX IT, suspended between two bayed enclosures. For enclosure height 2,000 mm, for enclosure depth 1,000 mm, sheet steel, zinc-plated | EC002525 | 5301270 | Rittal |  |  |  | 27.5 | x |  |  | 90.9 | 2021-05-01 | 156.1 | 1 | piece(s) | 4028177954793 | PCE |  |  |  | 94039010
5301274 | VX IT | Partition, vertically divided, VX, VX IT, To fit: 2000 x 1000 mm | Partition, divided vertically, screw-fastened for VX IT, for retrospective mounting/dismantling of bayed enclosures. For enclosure height 2,000 mm, for enclosure depth 1,000 mm. | EC002525 | 5301274 | Rittal |  |  |  | 24 | x |  |  | 43.313 | 2021-05-01 | 195.2 | 1 | piece(s) | 4028177954816 | PCE |  |  |  | 94039010
5301281 | VX IT | Partition, one-piece, for slide-in fixing, for VX, VX IT, To fit: 2000 x 1200 mm | Partition, one-piece, insertable for VX IT, suspended between two bayed enclosures. For enclosure height 2,000 mm, for enclosure depth 1,200 mm, sheet steel, zinc-plated | EC002525 | 5301281 | Rittal |  |  |  | 32 | x |  |  | 109.91 | 2021-05-01 | 160.2 | 1 | piece(s) | 4028177954830 | PCE |  |  |  | 94039010
5301284 | VX IT | Partition, vertically divided, VX, VX IT, To fit: 2000 x 1200 mm | Partition, divided vertically, screw-fastened for VX IT, for retrospective mounting/dismantling of bayed enclosures. For enclosure height 2,000 mm, for enclosure depth 1,200 mm. | EC002525 | 5301284 | Rittal |  |  |  | 28 | x |  |  | 42.846 | 2021-05-01 | 200.3 | 1 | piece(s) | 4028177954854 | PCE |  |  |  | 94039010
5301287 | VX IT | Partition, one-piece, for slide-in fixing, for VX, VX IT, To fit: 2200 x 1000 mm | Partition, one-piece, insertable for VX IT, suspended between two bayed enclosures. For enclosure height 2,200 mm, for enclosure depth 1,000 mm, sheet steel, zinc-plated | EC002525 | 5301287 | Rittal |  |  |  | 29.5 | x |  |  | 99 | 2021-05-01 | 164.6 | 1 | piece(s) | 4028177954878 | PCE |  |  |  | 94039010
5301291 | VX IT | Partition, vertically divided, screwable for VX, VX IT, for: 2200 x 1000 mm | Partition, divided vertically, screw-fastened for VX IT, for retrospective mounting/dismantling of bayed enclosures. For enclosure height 2,200 mm, for enclosure depth 1,000 mm. | EC002525 | 5301291 | Rittal |  |  |  | 27 | x |  |  | 38.25 | 2021-05-01 | 203.1 | 1 | piece(s) | 4028177954892 | PCE |  |  |  | 94039010
5301300 | VX IT | Partition, one-piece, for slide-in fixing, for VX, VX IT, To fit: 2200 x 1200 mm | Partition, one-piece, insertable for VX IT, suspended between two bayed enclosures. For enclosure height 2,200 mm, for enclosure depth 1,200 mm, sheet steel, zinc-plated | EC002525 | 5301300 | Rittal |  |  |  | 34.5 | x |  |  | 118.8 | 2021-05-01 | 180.6 | 1 | piece(s) | 4028177954915 | PCE |  |  |  | 94039010
5301303 | VX IT | Partition, vertically divided, screwable for VX, VX IT, for: 2200 x 1200 mm | Partition, divided vertically, screw-fastened for VX IT, for retrospective mounting/dismantling of bayed enclosures. For enclosure height 2,200 mm, for enclosure depth 1,200 mm. | EC002525 | 5301303 | Rittal |  |  |  | 32.74 | x |  |  | 47.397 | 2021-05-01 | 225.7 | 1 | piece(s) | 4028177954939 | PCE |  |  |  | 94039010
5301310 | VX | Baying connector, external, 3 mm | Baying connector, external, 3 mm, for VX, VX IT, for retrospective baying of enclosures with screw-fastened side panels or for retrospective installation/removal of partitions, one-piece, insertable | EC002622 | 5301310 | Rittal | 0 | 0 | 0 | 0.88 | x |  |  | 0 | 2021-05-01 | 16.3 | 4 | piece(s) | 4028177950801 | PK |  |  |  | 73269098
5301312 | VX | Baying clamp | Baying connector, for VX, VX IT/TS, TS IT, 4 baying connectors, external, 2 baying connectors, internal, baying seal, 8 m | EC002622 | 5301312 | Rittal | 0 | 0 | 0 | 1.158 | x |  |  | 0 | 2021-05-01 | 18 | 6 | piece(s) | 4028177950818 | PK |  |  |  | 76169990
5301315 | VX IT | Partition, one-piece, for slide-in fixing, for VX, VX IT, To fit: 2450 x 1000 mm | Partition, one-piece, insertable for VX IT, suspended between two bayed enclosures. For enclosure height 2,450 mm, for enclosure depth 1,000 mm, sheet steel, zinc-plated | EC002525 | 5301315 | Rittal |  |  |  | 0 | x |  |  | 0 | 2021-05-01 | 555 | 1 | piece(s) | 4028177954953 | PCE |  |  |  | 94039010
5301317 | VX IT | Partition, one-piece, for slide-in fixing, for VX, VX IT, To fit: 2450 x 1200 mm | Partition, one-piece, insertable for VX IT, suspended between two bayed enclosures. For enclosure height 2,450 mm, for enclosure depth 1,200 mm, sheet steel, zinc-plated | EC002525 | 5301317 | Rittal |  |  |  | 0 | x |  |  | 0 | 2021-05-01 | 622 | 1 | piece(s) | 4028177954960 | PCE |  |  |  | 94039010
5301319 | VX IT | Partition, vertically divided, VX, VX IT, To fit: 2450 x 1000 mm | Partition, divided vertically, screw-fastened for VX IT, for retrospective mounting/dismantling of bayed enclosures. For enclosure height 2,450 mm, for enclosure depth 1,000 mm. | EC002525 | 5301319 | Rittal |  |  |  | 0 | x |  |  | 0 | 2021-05-01 | 656 | 1 | piece(s) | 4028177954977 | PCE |  |  |  | 94039010
5301321 | VX IT | Partition, vertically divided, VX, VX IT, To fit: 2450 x 1200 mm | Partition, divided vertically, screw-fastened for VX IT, for retrospective mounting/dismantling of bayed enclosures. For enclosure height 2,450 mm, for enclosure depth 1,200 mm. | EC002525 | 5301321 | Rittal |  |  |  | 0 | x |  |  | 0 | 2021-05-01 | 678 | 1 | piece(s) | 4028177954984 | PCE |  |  |  | 94039010
5301325 | VX | VX IT stabiliser for VX IT sheet steel, spray-finished, RAL 3001 | Stabiliser for VX IT. The pull-out stabiliser is quickly and easily retrofitted to the lower enclosure frame of the racks and extended only when necessary. | EC000721 | 5301325 | Rittal |  |  |  | 6.44 | x |  |  | 10.5 | 2021-05-01 | 100.2 | 2 | piece(s) | 4028177952461 | PK |  |  |  | 73269098
5301326 | VX | Levelling feet with internal adjustment, for VX IT | Levelling foot, M12, with internal adjustment, for VX IT, to compensate for height differences in the event of floor unevenness, for fastening in the die-cast zinc feet of the base/plinth. | EC000721 | 5301326 | Rittal |  | 0 |  | 0.796 | x |  |  | 0.81 | 2021-05-01 | 23 | 4 | piece(s) | 4028177952478 | PK |  |  |  | 73269098
5301330 | VX | Gland plate module, Vented, 600 mm | VX IT gland plate module, ventilated, for width 600 mm, W x D 600 x 237.5 mm, sheet steel | EC002620 | 5301330 | Rittal |  |  | 237.5 | 1.64 | x |  |  | 4.2 | 2021-05-01 | 25.6 | 1 | piece(s) | 4028177950825 | PCE |  |  |  | 94039010
5301331 | VX | Gland plate module, Vented, 800 mm | VX IT gland plate module, ventilated, for width 800 mm, W x D 800 x 237.5 mm, sheet steel | EC002620 | 5301331 | Rittal |  |  | 237.5 | 2.38 | x |  |  | 5.7 | 2021-05-01 | 28.1 | 1 | piece(s) | 4028177950832 | PCE |  |  |  | 94039010
5301332 | VX | Gland plate module, one-piece, with brush strip, Vented, 600 mm | VX IT gland plate module with brush strip, for width 600 mm, W x D 600 x 237.5 mm, one-piece, sheet steel | EC002620 | 5301332 | Rittal |  |  | 237.5 | 1.34 | x |  |  | 3.438 | 2021-05-01 | 16.1 | 1 | piece(s) | 4028177950849 | PCE |  |  |  | 94039010
5301333 | VX | Gland plate module, one-piece, with brush strip, Vented, 800 mm | VX IT gland plate module with brush strip, for width 800 mm, W x D 600 x 237.5 mm, one-piece, sheet steel | EC002620 | 5301333 | Rittal |  |  | 237.5 | 2.02 | x |  |  | 4.75 | 2021-05-01 | 19.7 | 1 | piece(s) | 4028177950856 | PCE |  |  |  | 94039010
5301334 | VX | Gland plate module, multi-piece, with brush strip, super-airtight, Vented, 600mm | VX IT gland plate module with brush strip, for width 600 mm, W x D 600 x 237.5 mm, two-piece, sheet steel | EC002620 | 5301334 | Rittal |  |  | 237.5 | 1.54 | x |  |  | 0 | 2021-05-01 | 49.6 | 2 | piece(s) | 4028177950863 | PK |  |  |  | 94039010
5301335 | VX | Gland plate module, multi-piece, with brush strip, super-airtight, Vented, 800mm | VX IT gland plate module with brush strip, for width 800 mm, W x D 600 x 237.5 mm, two-piece, sheet steel | EC002620 | 5301335 | Rittal |  |  | 237.5 | 2.16 | x |  |  | 0 | 2021-05-01 | 62.4 | 2 | piece(s) | 4028177950870 | PK |  |  |  | 94039010
5301336 | VX | Gland plate, multi-piece, Solid, for VX IT, For: 800 x 600 mm | VX IT gland plate module, multi-piece, solid, for width 800 mm, W x D 800 x 600 mm, sheet steel | EC002620 | 5301336 | Rittal |  |  | 0 | 3.84 | x |  |  | 5.776 | 2021-05-01 | 21.4 | 1 | piece(s) | 4028177950887 | PCE |  |  |  | 94039010
5301337 | VX | Gland plate, multi-piece, Solid, for VX IT, For: 800 x 800 mm | VX IT gland plate module, multi-piece, solid, for width 800 mm, W x D 800 x 800 mm, sheet steel | EC002620 | 5301337 | Rittal |  |  | 0 | 6.32 | x |  |  | 8.305 | 2021-05-01 | 29.5 | 1 | piece(s) | 4028177950894 | PCE |  |  |  | 94039010
5301338 | VX | Gland plate, multi-piece, Solid, for VX IT, For: 600 x 1000 mm | VX IT gland plate module, multi-piece, solid, for width 600 mm, W x D 600 x 1000 mm, sheet steel | EC002620 | 5301338 | Rittal |  |  | 0 | 5.64 | x |  |  | 6.993 | 2021-05-01 | 29.6 | 1 | piece(s) | 4028177950900 | PCE |  |  |  | 94039010
5301341 | VX | Gland plate, multi-piece, Solid, for VX IT, For: 600 x 1200 mm | VX IT gland plate module, multi-piece, solid, for width 600 mm, W x D 600 x 1200 mm, sheet steel | EC002620 | 5301341 | Rittal |  |  | 0 | 6.92 | x |  |  | 7 | 2021-05-01 | 35.6 | 1 | piece(s) | 4028177950931 | PCE |  |  |  | 94039010
5301344 | VX | Gland plate, multi-piece, Solid, for VX IT, For: 800 x 1000 mm | VX IT gland plate module, multi-piece, solid, for width 800 mm, W x D 800 x 1000 mm, sheet steel | EC002620 | 5301344 | Rittal |  |  | 0 | 7.96 | x |  |  | 8.607 | 2021-05-01 | 35.6 | 1 | piece(s) | 4028177950962 | PCE |  |  |  | 94039010
5301347 | VX | Base plate, multi-piece, Solid, for VX IT, For: 800 x 1200 mm | VX IT gland plate module, multi-piece, solid, for width 800 mm, W x D 800 x 1200 mm, sheet steel | EC002620 | 5301347 | Rittal |  |  | 0 | 9.64 | x |  |  | 9.626 | 2021-05-01 | 42.6 | 1 | piece(s) | 4028177950993 | PCE |  |  |  | 94039010
5301348 | VX | Base plate module, for side cable entry, for VX IT, Width: 800 mm | Gland plate module for cable entry, for VX IT, adjustable opening and brush strips on each side, for enclosure width 800 mm, module: sheet steel, zinc-plated | EC002620 | 5301348 | Rittal |  |  | 0 | 2.36 | x |  |  | 3.8 | 2021-05-01 | 75.2 | 1 | piece(s) | 4028177951006 | PCE |  |  |  | 94039010
5301350 | VX | VX IT assembly bracket, sheet steel, zinc-plated | VX IT base assembly bracket, sheet steel, zinc-plated for VX, VX IT | EC002625 | 5301350 | Rittal |  |  |  | 0.3 | x |  |  | 0 | 2021-05-01 | 8.92 | 2 | piece(s) | 4028177952904 | PK |  |  |  | 73182900
5301400 | VX | VX IT 180° hinge for VX IT sheet steel door, RAL 7035 | 180° hinge for bayed VX to extend the door opening angle to 180°. Sheet steel, zinc-plated, incl. assembly parts, suitable for housing type or product: | EC001167 | 5301400 | Rittal |  |  |  | 0 | x |  |  | 0 | 2021-05-01 | - € | 4 | piece(s) | 4028177954991 | PK |  |  |  | 83021000
5301401 | VX | VX IT 180° hinge for VX IT sheet steel door, RAL 9005 | 180° hinge for bayed VX to extend the door opening angle to 180°. Sheet steel, zinc-plated, incl. assembly parts | EC001167 | 5301401 | Rittal |  |  |  | 0 | x |  |  | 0 | 2021-05-01 | - € | 4 | piece(s) | 4028177955004 | PK |  |  |  | 83021000
5301403 | VX | VX IT 180° hinge for VX IT aluminium door, RAL 9005 | 180° hinge for bayed VX to extend the door opening angle to 180°. Sheet steel, zinc-plated, incl. assembly parts | EC001167 | 5301403 | Rittal |  |  |  | 0 | x |  |  | 0 | 2021-05-01 | - € | 4 | piece(s) | 4028177955011 | PK |  |  |  | 83021000
5301423 | VX IT | Aluminium glazed door for VX IT, 800x2000 mm, RAL 9005 | Aluminium glazed door, one-piece for VX IT, to replace existing doors. For enclosure width 800 mm, for enclosure height 2,000 mm, frame: extruded aluminium section | EC000747 | 5301423 | Rittal |  |  |  | 17.2 | x |  |  | 210.496 | 2021-05-01 | 375 | 1 | piece(s) | 4028177955028 | PCE |  |  |  | 94039010
5301437 | DK | Sheet steel glazed door, vertically divided for VX IT, 800x2000 mm, RAL 7035 | Sheet steel glazed door, vertically divided for VX IT, to replace existing doors. With underlaid viewing panel and 4-point locking rod. For enclosure width 800 mm, for enclosure height 2,000 mm | EC000747 | 5301437 | Rittal |  |  |  | 33.2 | x |  |  | 141.128 | 2021-05-01 | 324 | 1 | piece(s) | 4028177955035 | PCE |  |  |  | 94039010
5301438 | DK | Sheet steel glazed door, vertically divided for VX IT, 800x2200 mm, RAL 7035 | Sheet steel glazed door, vertically divided for VX IT, to replace existing doors. With underlaid viewing panel and 4-point locking rod. For enclosure width 800 mm, for enclosure height 2,200 mm | EC000747 | 5301438 | Rittal |  |  |  | 36.2 | x |  |  | 0 | 2021-05-01 | 356 | 1 | piece(s) | 4028177955042 | PCE |  |  |  | 94039010
5301446 | DK | Aluminium/sheet steel door, vented for VX IT, 800x2000 mm, RAL 9005 | Aluminium / sheet steel door, ventilated for VX IT, to replace existing doors. The vented surface area is approx. 85% perforated. For enclosure width 800 mm, for enclosure height 2,000 mm | EC000747 | 5301446 | Rittal |  |  |  | 11.2 | x |  |  | 201.344 | 2021-05-01 | 273 | 1 | piece(s) | 4028177955059 | PCE |  |  |  | 94039010
5301450 | DK | Aluminium/sheet steel door, vented for VX IT, 600x2200 mm, RAL 9005 | Aluminium / sheet steel door, ventilated for VX IT, to replace existing doors. The vented surface area is approx. 85% perforated. For enclosure width 600 mm, for enclosure height 2,200 mm | EC000747 | 5301450 | Rittal |  |  |  | 10.8 | x |  |  | 175.168 | 2021-05-01 | 241.3 | 1 | piece(s) | 4028177955066 | PCE |  |  |  | 94039010
5301453 | DK | Aluminium/sheet steel door, vented for VX IT, 800x2200 mm, RAL 9005 | Aluminium / sheet steel door, ventilated for VX IT, to replace existing doors. The vented surface area is approx. 85% perforated. For enclosure width 800 mm, for enclosure height 2,200 mm | EC000747 | 5301453 | Rittal |  |  |  | 10.6 | x |  |  | 238.05 | 2021-05-01 | 273 | 1 | piece(s) | 4028177955073 | PCE |  |  |  | 94039010
5301515 | VX | Transport kit for VX, VX IT empty enclosures, 3 mm baying gap | Transport kit for VX empty enclosures, 2 castors, 4 fastening brackets, including assembly parts | EC002625 | 5301515 | Rittal | 0 | 0 | 0 | 3.56 | x |  |  | 0 | 2021-05-01 | 105.8 | 4 | piece(s) | 4028177952485 | PK |  |  |  | 83024900
5301516 | VX | Castor module for VX, VX IT, For width: 600 mm | Roller module for VX IT, for width 600 mm, for mobile use, can be mounted directly on the enclosure. 4 twin castors, 2 x with locks, 2 x without locks, incl. assembly parts, max. enclosure loading: 1,000 kg | EC002621 | 5301516 | Rittal | 556 | 79 | 203 | 10.3 | x |  |  | 25.2 | 2021-05-01 | 194.4 | 1 | piece(s) | 4028177952492 | PCE |  |  |  | 83024900
5301518 | VX | Castor module for VX, VX IT, For width: 800 mm | Roller module for VX IT, for width 800 mm, for mobile use, can be mounted directly on the enclosure. 4 twin castors, 2 x with locks, 2 x without locks, incl. assembly parts, max. enclosure loading: 1,000 kg | EC002621 | 5301518 | Rittal | 756 | 203 | 79 | 12.12 | x |  |  | 25.41 | 2021-05-01 | 202.5 | 1 | piece(s) | 4028177952515 | PCE |  |  |  | 94039010
5301540 | DK | Sheet steel door, one-piece, solid for VX IT, 800x2000 mm, RAL 7035 | Sheet steel door, one-piece, solid for VX IT, to replace existing doors. For enclosure width 800 mm, for enclosure height 2,000 mm, sheet steel, spray-finished | EC000747 | 5301540 | Rittal |  |  |  | 32.6 | x |  |  | 210.496 | 2021-05-01 | 178.3 | 1 | piece(s) | 4028177955080 | PCE |  |  |  | 94039010
5301542 | DK | Sheet steel door, one-piece, solid for VX IT, 800x2200 mm, RAL 7035 | Sheet steel door, one-piece, solid for VX IT, to replace existing doors. For enclosure width 800 mm, for enclosure height 2,200 mm, sheet steel, spray-finished | EC000747 | 5301542 | Rittal |  |  |  | 35.4 | x |  |  | 221.672 | 2021-05-01 | 190.9 | 1 | piece(s) | 4028177955097 | PCE |  |  |  | 94039010
5301561 | DK | Sheet steel door, one-piece, vented for VX IT, 600x2000 mm, RAL 7035 | Sheet steel door, one-piece, ventilated for VX IT, to replace existing doors. The vented surface area is approx. 85% perforated. For enclosure width 600 mm, for enclosure height 2,000 mm | EC000747 | 5301561 | Rittal |  |  |  | 13.2 | x |  |  | 162.656 | 2021-05-01 | 217.6 | 1 | piece(s) | 4028177955103 | PCE |  |  |  | 94039010
5301571 | DK | Sheet steel door, one-piece, vented for VX IT, 800x2000 mm, RAL 7035 | Sheet steel door, one-piece, ventilated for VX IT, to replace existing doors. The vented surface area is approx. 85% perforated. For enclosure width 800 mm, for enclosure height 2,000 mm | EC000747 | 5301571 | Rittal |  |  |  | 14.4 | x |  |  | 210.496 | 2021-05-01 | 220.3 | 1 | piece(s) | 4028177955110 | PCE |  |  |  | 94039010
5301602 | DK | Section for cable entry, centre for VX IT, 600x2000 mm, RAL 7035 | Sheet steel door, vertically divided, solid for VX IT, for enclosure width 600 mm, for enclosure height 2,000 mm, sheet steel, spray-finished, RAL 7035, handle and hinges: RAL 9005 | EC000747 | 5301602 | Rittal |  |  |  | 0 | x |  |  | 0 | 2021-05-01 | 251.8 | 1 | piece(s) | 4028177955127 | PCE |  |  |  | 94039010
5301612 | DK | Sheet steel door, vertically divided, solid for VX IT, 800x2000 mm, RAL 7035 | Sheet steel door, vertically divided, solid for VX IT, for enclosure width 800 mm, for enclosure height 2,000 mm, sheet steel, spray-finished, RAL 7035, handle and hinges: RAL 9005 | EC000747 | 5301612 | Rittal |  |  |  | 0 | x |  |  | 0 | 2021-05-01 | 284 | 1 | piece(s) | 4028177955134 | PCE |  |  |  | 94039010
5301652 | DK | Sheet steel door, vertically divided, vented for VX IT, 800x2000 mm, RAL 7035 | Sheet steel door, vertically divided, ventilated for VX IT, to replace existing doors. The vented surface area is approx. 85% perforated. For enclosure width < 800 mm, for enclosure height < 2,000 mm | EC000747 | 5301652 | Rittal |  |  |  | 0 | x |  |  | 0 | 2021-05-01 | 305 | 1 | piece(s) | 4028177955141 | PCE |  |  |  | 94039010
5302000 | DK | VX IT air baffle plate, WxD: 600x1200 mm, for 19" dynamic, RAL 9005 | Air baffle plate, for VX IT 19" mounting angles, dynamic, to separate the hot/cold zones within an enclosure with aisle containment or when using an LCP system. WxD: 600x1200 mm, RAL 9005 | EC000331 | 5302000 | Rittal |  |  |  | 0 | x |  |  | 0 | 2021-05-01 | 107.8 | 1 | piece(s) | 4028177955158 | PCE |  |  |  | 94039010
5302001 | DK | VX IT air baffle plate, WxD: 800x1200 mm, for 19" dynamic, RAL 9005 | Air baffle plate, for VX IT 19" mounting angles, dynamic, to separate the hot/cold zones within an enclosure with aisle containment or when using an LCP system. WxD: 800x1200 mm, RAL 9005 | EC000331 | 5302001 | Rittal |  |  |  | 0 | x |  |  | 0 | 2021-05-01 | 140.8 | 1 | piece(s) | 4028177955165 | PCE |  |  |  | 73269098
5302002 | DK | VX IT air baffle plate, WxD: 600x1800 mm, for 19" dynamic, RAL 9005 | Air baffle plate, for VX IT 19" mounting angles, dynamic, to separate the hot/cold zones within an enclosure with aisle containment or when using an LCP system. WxD: 600x1800 mm, RAL 9005 | EC000331 | 5302002 | Rittal |  |  |  | 0 | x |  |  | 0 | 2021-05-01 | 133.3 | 1 | piece(s) | 4028177955172 | PCE |  |  |  | 73269098
5302003 | DK | VX IT air baffle plate, WxD: 800x1800 mm, for 19" dynamic, RAL 9005 | Air baffle plate, for VX IT 19" mounting angles, dynamic, to separate the hot/cold zones within an enclosure with aisle containment or when using an LCP system. WxD: 800x1800 mm, RAL 9005 | EC000331 | 5302003 | Rittal |  |  |  | 0 | x |  |  | 0 | 2021-05-01 | 176.1 | 1 | piece(s) | 4028177955189 | PCE |  |  |  | 73269098
5302004 | DK | VX IT air baffle plate, WxD: 600x2000 mm, for 19" dynamic, RAL 9005 | Air baffle plate, for VX IT 19" mounting angles, dynamic, to separate the hot/cold zones within an enclosure with aisle containment or when using an LCP system. WxD: 600x2000 mm, RAL 9005 | EC000331 | 5302004 | Rittal |  |  |  | 2.52 | x |  |  | 29.7 | 2021-05-01 | 129 | 1 | piece(s) | 4028177955196 | PCE |  |  |  | 94039010
5302005 | DK | VX IT air baffle plate, WxD: 800x2000 mm, for 19" dynamic, RAL 9005 | Air baffle plate, for VX IT 19" mounting angles, dynamic, to separate the hot/cold zones within an enclosure with aisle containment or when using an LCP system. WxD: 800x2000 mm, RAL 9005 | EC000331 | 5302005 | Rittal |  |  |  | 8.12 | x |  |  | 27.989 | 2021-05-01 | 162 | 1 | piece(s) | 4028177955202 | PCE |  |  |  | 94039010
5302006 | DK | VX IT air baffle plate, WxD: 600x2200 mm, for 19" dynamic, RAL 9005 | Air baffle plate, for VX IT 19" mounting angles, dynamic, to separate the hot/cold zones within an enclosure with aisle containment or when using an LCP system. WxD: 600x2200 mm, RAL 9005 | EC000331 | 5302006 | Rittal |  |  |  | 2.92 | x |  |  | 33 | 2021-05-01 | 136.1 | 1 | piece(s) | 4028177955219 | PCE |  |  |  | 94039010
5302007 | DK | VX IT air baffle plate, WxD: 800x2200 mm, for 19" dynamic, RAL 9005 | Air baffle plate, for VX IT 19" mounting angles, dynamic, to separate the hot/cold zones within an enclosure with aisle containment or when using an LCP system. WxD: 800x2200 mm, RAL 9005 | EC000331 | 5302007 | Rittal |  |  |  | 8.5 | x |  |  | 31.5 | 2021-05-01 | 169.3 | 1 | piece(s) | 4028177955226 | PCE |  |  |  | 94039010
5302008 | DK | VX IT air baffle plate, WxD: 600x2450 mm, for 19" dynamic, RAL 9005 | Air baffle plate, for VX IT 19" mounting angles, dynamic, to separate the hot/cold zones within an enclosure with aisle containment or when using an LCP system. WxD: 600x2450 mm, RAL 9005 | EC000331 | 5302008 | Rittal |  |  |  | 2.52 | x |  |  | 36 | 2021-05-01 | 143.4 | 1 | piece(s) | 4028177955233 | PCE |  |  |  | 94039010
5302009 | DK | VX IT air baffle plate, WxD: 800x2450 mm, for 19" dynamic, RAL 9005 | Air baffle plate, for VX IT 19" mounting angles, dynamic, to separate the hot/cold zones within an enclosure with aisle containment or when using an LCP system. WxD: 800x2450 mm, RAL 9005 | EC000331 | 5302009 | Rittal |  |  |  | 9.36 | x |  |  | 36.75 | 2021-05-01 | 176.6 | 1 | piece(s) | 4028177955240 | PCE |  |  |  | 94039010
5302010 | DK | VX IT air baffle plate, WxH: 600x1200 mm, for 19" standard, RAL 9005 | Air baffle plate, for VX IT 19" mounting angles, standard, to separate the hot/cold zones within an enclosure with aisle containment or when using an LCP system. WxH: 600x1200 mm, RAL 9005 | EC000331 | 5302010 | Rittal |  |  |  | 0 | x |  |  | 0 | 2021-05-01 | 96 | 1 | piece(s) | 4028177955257 | PCE |  |  |  | 94039010
5302011 | DK | VX IT air baffle plate, WxH: 800x1200 mm, for 19" standard, RAL 9005 | Air baffle plate, for VX IT 19" mounting angles, standard, to separate the hot/cold zones within an enclosure with aisle containment or when using an LCP system. WxH: 800x1200 mm, RAL 9005 | EC000331 | 5302011 | Rittal |  |  |  | 5.32 | x |  |  | 15.84 | 2021-05-01 | 117 | 1 | piece(s) | 4028177955264 | PCE |  |  |  | 73269098
5302012 | DK | VX IT air baffle plate, WxH: 600x1800 mm, for 19" standard, RAL 9005 | Air baffle plate, for VX IT 19" mounting angles, standard, to separate the hot/cold zones within an enclosure with aisle containment or when using an LCP system. WxH: 600x1800 mm, RAL 9005 | EC000331 | 5302012 | Rittal |  |  |  | 0 | x |  |  | 0 | 2021-05-01 | 132.4 | 1 | piece(s) | 4028177955271 | PCE |  |  |  | 73269098
5302013 | DK | VX IT air baffle plate, WxH: 800x1800 mm, for 19" standard, RAL 9005 | Air baffle plate, for VX IT 19" mounting angles, standard, to separate the hot/cold zones within an enclosure with aisle containment or when using an LCP system. WxH: 800x1800 mm, RAL 9005 | EC000331 | 5302013 | Rittal |  |  |  | 8 | x |  |  | 31.68 | 2021-05-01 | 155.1 | 1 | piece(s) | 4028177955288 | PCE |  |  |  | 73269098
5302014 | DK | VX IT air baffle plate, WxH: 800x2000 mm, for 19" standard, RAL 9005 | Air baffle plate, for VX IT 19" mounting angles, standard, to separate the hot/cold zones within an enclosure with aisle containment or when using an LCP system. WxH: 800x2000 mm, RAL 9005 | EC000331 | 5302014 | Rittal |  |  |  | 8.68 | x |  |  | 29.7 | 2021-05-01 | 145.5 | 1 | piece(s) | 4028177955295 | PCE |  |  |  | 94039010
5302015 | DK | VX IT air baffle plate, WxH: 800x2200 mm, for 19" standard, RAL 9005 | Air baffle plate, for VX IT 19" mounting angles, standard, to separate the hot/cold zones within an enclosure with aisle containment or when using an LCP system. WxH: 800x2200 mm, RAL 9005 | EC000331 | 5302015 | Rittal |  |  |  | 9.2 | x |  |  | 31.5 | 2021-05-01 | 152.6 | 1 | piece(s) | 4028177955301 | PCE |  |  |  | 94039010
5302016 | DK | VX IT air baffle plate, WxH: 600x2000 mm, for 19" standard, RAL 9005 | Air baffle plate, for VX IT 19" mounting angles, standard, to separate the hot/cold zones within an enclosure with aisle containment or when using an LCP system. WxH: 600x2000 mm, RAL 9005 | EC000331 | 5302016 | Rittal |  |  |  | 2.66 | x |  |  | 29.7 | 2021-05-01 | 108.8 | 1 | piece(s) | 4028177955318 | PCE |  |  |  | 94039010
5302017 | DK | VX IT air baffle plate, WxH: 600x2200 mm, for 19" standard, RAL 9005 | Air baffle plate, for VX IT 19" mounting angles, standard, to separate the hot/cold zones within an enclosure with aisle containment or when using an LCP system. WxH: 600x2200 mm, RAL 9005 | EC000331 | 5302017 | Rittal |  |  |  | 2.68 | x |  |  | 33 | 2021-05-01 | 116 | 1 | piece(s) | 4028177955325 | PCE |  |  |  | 94039010
5302020 | VX | Combination railsfor VX IT, For enclosure width/depth: 600mm | Combination rail for VX IT, for cable routing and strain relief of routed cables on the VX frame structure, for enclosure width 600 mm, for enclosure depth 600 mm | EC000322 | 5302020 | Rittal | 0 | 0 | 0 | 1.508 | x |  |  | 1.856 | 2021-05-01 | 23.2 | 4 | piece(s) | 4028177952522 | PK |  |  |  | 73269098
5302021 | VX | Combination railsfor VX IT, For enclosure width/depth: 800mm | Combination rail for VX IT, for cable routing and strain relief of routed cables on the VX frame structure, for enclosure width 800 mm, for enclosure depth 800 mm | EC000322 | 5302021 | Rittal | 0 | 0 | 0 | 2.08 | x |  |  | 0 | 2021-05-01 | 26.2 | 4 | piece(s) | 4028177952539 | PK |  |  |  | 73269098
5302022 | VX | Combination railsfor VX IT, For enclosure width/depth: 1000mm | Combination rail for VX IT, for cable routing and strain relief of routed cables on the VX frame structure, for enclosure width 1,000 mm, for enclosure depth 1,000 mm | EC000322 | 5302022 | Rittal | 0 | 0 | 0 | 2.6 | x |  |  | 0 | 2021-05-01 | 29.6 | 4 | piece(s) | 4028177952546 | PK |  |  |  | 73269098
5302025 | VX | Combination rails for VX IT, For enclosure width/depth: 1200mm | Combination rail for VX IT, for cable routing and strain relief of routed cables on the VX frame structure, for enclosure width 1,200 mm, for enclosure depth 1,200 mm | EC000322 | 5302025 | Rittal | 0 | 0 | 0 | 3.02 | x |  |  | 0 | 2021-05-01 | 39.2 | 4 | piece(s) | 4028177952577 | PK |  |  |  | 73269098
5302026 | IT | Combination rail, 482.6 mm (19”) mounting level for VX IT | Combination rail, 1 U, for 482.6 mm (19"), for cable routing and strain relief at the 19” level, for installation within the 19” mounting level or at the 19” system punchings | EC002620 | 5302026 | Rittal | 0 | 1 | 0 | 1.352 | x |  |  | 0.231 | 2021-05-01 | 32.3 | 4 | piece(s) | 4028177952584 | PK |  |  |  | 73269098
5302027 | DK | VX IT potential equalisation kit for VX IT | Potential equalisation kit for VX IT, to establish seamless central potential equalisation between all installed components and/or to ensure functional earthing in accordance with DIN EN 50 310 | EC001503 | 5302027 | Rittal |  |  |  | 0.267 | x |  |  | 2.38 | 2021-05-01 | 18.5 | 1 | piece(s) | 4028177955332 | PCE |  |  |  | 73269098
5302028 | VX | VX IT potential equalisation kit, Plus version for VX IT H: 2000, 2200 mm | Potential equalisation kit Plus for VX IT, for enhanced EMC. Potential equalisation rail for central potential equalisation of all installed equipment on the housing and components, when they have | EC001503 | 5302028 | Rittal |  |  |  | 1.066 | x |  |  | 7.38 | 2021-05-01 | 75.3 | 1 | piece(s) | 4028177955349 | PCE |  |  |  | 73269098
5302030 | VX | Slide rail, 2 U, , Heavy duty, 2 U, Distance between 19"levels: 320/325 mm | Slide rail, 2 U, permanent installation, heavy duty, for VX IT, for mounting at the front mounting level, to support heavy installed equipment, effective contact surface each side 35 mm | EC002620 | 5302030 | Rittal |  |  |  | 0 | x |  |  | 0.969 | 2021-05-01 | 42.8 | 2 | piece(s) | 4028177952591 | PK |  |  |  | 73269098
5302031 | VX | Slide rail, 2 U, , Heavy duty, 2 U, Distance between 19"levels: 420/425 mm | Slide rail, 2 U, permanent installation, heavy duty, for VX IT, for mounting at the front mounting level, to support heavy installed equipment, effective contact surface each side 35 mm | EC002620 | 5302031 | Rittal |  |  |  | 0 | x |  |  | 1.608 | 2021-05-01 | 44.9 | 2 | piece(s) | 4028177952607 | PK |  |  |  | 73269098
5302032 | VX | Slide rail, 2 U, , Heavy duty, 2 U, Distance between 19"levels: 520/525 mm | Slide rail, 2 U, permanent installation, heavy duty, for VX IT, for mounting at the front mounting level, to support heavy installed equipment, effective contact surface each side 35 mm | EC002620 | 5302032 | Rittal |  |  |  | 0 | x |  |  | 2.088 | 2021-05-01 | 47.5 | 2 | piece(s) | 4028177952614 | PK |  |  |  | 73269098
5302033 | VX | Slide rail, 2 U, , Heavy duty, 2 U, Distance between 19"levels: 620/625 mm | Slide rail, 2 U, permanent installation, heavy duty, for VX IT, for mounting at the front mounting level, to support heavy installed equipment, effective contact surface each side 35 mm | EC002620 | 5302033 | Rittal |  |  |  | 2.18 | x |  |  | 2.568 | 2021-05-01 | 49.8 | 2 | piece(s) | 4028177952621 | PK |  |  |  | 73269098
5302034 | VX | Slide rail, 2 U, , Heavy duty, 2 U, Distance between 19"levels: 720/725 mm | Slide rail, 2 U, permanent installation, heavy duty, for VX IT, for mounting at the front mounting level, to support heavy installed equipment, effective contact surface each side 35 mm | EC002620 | 5302034 | Rittal |  |  |  | 2.56 | x |  |  | 4.095 | 2021-05-01 | 52.1 | 2 | piece(s) | 4028177952638 | PK |  |  |  | 73269098
5302035 | DK | Slide rail, 2 U, , depth-variable, 1 U, Distance between 19"levels: 600 - 900 mm | Slide rail, 1 U, depth-adjustable, for VX IT standard and dynamic mounting angles, for TS IT L mounting angles, for TE mounting frames, for mounting at the front mounting level | EC002620 | 5302035 | Rittal |  |  |  | 3.08 | x |  |  | 0 | 2021-05-01 | 68.2 | 2 | piece(s) | 4028177952645 | PK |  |  |  | 73269098
5302036 | VX | Brush kit for cable duct VX IT, forw/d: 800, for VX IT standard and dynamic | Brush kit for VX IT cable duct, for all-round shielding of the 19" mounting level and targeted routing of the cold air flow to the installed equipment. Bristle length 48 mm, enclosure width 800 mm | EC000211 | 5302036 | Rittal | 0 |  |  | 4.8 | x |  |  | 15.36 | 2021-05-01 | 112.5 | 1 | piece(s) | 4028177952652 | PCE |  |  |  | 94039010
5302037 | VX | Kit for separate frame VX IT | Kit for separate frame VX, each TS frame is easily converted to a rack suitable for dismantling. To do this, the frame sections in the roof and base frame must be separated, optionally in the width or depth. | EC002620 | 5302037 | Rittal |  |  |  | 1.227 | x |  |  | 1.232 | 2021-05-01 | 34.1 | 1 | piece(s) | 4028177952669 | PCE |  |  |  | 83024900
5302038 | VX | Angle bracket for VX combination rail | Angle bracket for combination rail for variable mounting of combination rails between two system chassis in the enclosure interior. Application areas: cascaded cable routing, sheet steel, zinc-plated | EC002625 | 5302038 | Rittal |  |  |  | 0.256 | x |  |  | 0.065 | 2021-05-01 | 17.8 | 8 | piece(s) | 4028177952676 | PK |  |  |  | 83024900
5302041 | SK | Patch-Panel, with digital temperature display and thermostat, 1 HE | IT 19" panel RAL 9005 with digital temperature indicator and thermostat, 110 - 230 V AC, 24 V DC | EC002014 | 5302041 | Rittal |  |  |  | 0.82 | x |  |  | 3.6 | 2021-05-01 | - € | 1 | piece(s) | 4028177955370 | PCE |  |  |  | 73269098
5302043 | DK | Cable tray, depth-variable for VX IT 19"mounting angles dynamic, w/d 600,h 1800 | IT cable tray, depth-variable, 350 – 550 mm, sheet steel, zinc-plated, RAL 9005 | EC000322 | 5302043 | Rittal |  |  | 0 | 1.94 | x |  |  | 4.32 | 2021-05-01 | 44.2 | 1 | piece(s) | 4028177952683 | PCE |  |  |  | 94039010
5302044 | DK | Cable clamp rail, depth-adjustable 325-575 mm, for VX IT, TE | Cable clamp rail, depth-adjustable for VX IT, TE, for cable routing on the enclosure frame and for strain relief of the routed cables. The cables can be attached to the cable clamp rails with cable ties or velcro fasteners. | EC000322 | 5302044 | Rittal |  |  |  | 0.687 | x |  |  | 1.26 | 2021-05-01 | 23.7 | 1 | piece(s) | 4028177952690 | PCE |  |  |  | 73269098
5302046 | DK | VX IT cable finger, 6 U, for 19" rails, 2.5 mm | Cable finger, 6 U, for VX IT 19” mounting angles, dynamic, for structured cable routing on the 19" mounting level in 1 U increments. Plastic in accordance with UL 94-V0 | EC000012 | 5302046 | Rittal |  |  |  | 1.666 | x |  |  | 0.585 | 2021-05-01 | 35.6 | 14 | piece(s) | 4028177962965 | PK |  |  |  | 85444290
5302051 | DK | Cable duct for VX IT, TE, 38 U, RAL 9005 | Cable duct, 38 U, for concealed cable routing. For enclosure width 800 mm, for enclosure height VX IT 1,800 mm | EC000012 | 5302051 | Rittal | 0 | 0 | 0 | 7.98 | x |  |  | 40.8 | 2021-05-01 | 90.4 | 1 | piece(s) | 4028177958579 | PCE |  |  |  | 39259020
5302052 | DK | Cable duct for VX IT, TE, 42 U, RAL 9005 | Cable duct, 42 U, for concealed cable routing. For enclosure width 800 mm, for enclosure height VX IT 2000 mm | EC000012 | 5302052 | Rittal | 0 | 0 | 0 | 8.56 | x |  |  | 45.6 | 2021-05-01 | 91.8 | 1 | piece(s) | 4028177958586 | PCE |  |  |  | 39259020
5302053 | DK | Cable duct for VX IT, TE, 47 U, RAL 9005 | Cable duct, 47 U, for concealed cable routing. For enclosure width 800 mm, for enclosure height VX IT 2200 mm | EC000012 | 5302053 | Rittal | 0 | 0 | 0 | 10.26 | x |  |  | 50.4 | 2021-05-01 | 104.2 | 1 | piece(s) | 4028177958593 | PCE |  |  |  | 39259020
5302100 | VX IT | 482.6 mm (19") mounting angles, standard, Mounting position: At the front, 15 U | Mounting angles standard, 482.6 mm (19") for VX IT, to build an inch-based mounting level within the VX IT housing system, for enclosure height 15 U, sheet steel, 2 mm, primed, RAL 9005 | EC002620 | 5302100 | Rittal | 0 |  |  | 3.22 | x |  |  | 13.795 | 2021-05-01 | 30.5 | 2 | piece(s) | 4028177955387 | PK |  |  |  | 73269098
5302101 | VX IT | 482.6 mm (19") mounting angles, standard, Mounting position: Rear, 15 U | Mounting angles standard, 482.6 mm (19") for VX IT, to build an inch-based mounting level within the VX IT housing system, for enclosure height 15 U, sheet steel, 2 mm, primed, RAL 9005 | EC002620 | 5302101 | Rittal | 0 |  |  | 3.56 | x |  |  | 13.795 | 2021-05-01 | 30.5 | 2 | piece(s) | 4028177955394 | PK |  |  |  | 73269098
5302102 | VX IT | 482.6 mm (19") mounting angles, standard, Mounting position: At the front, 24 U | Mounting angles standard, 482.6 mm (19") for VX IT, to build an inch-based mounting level within the VX IT housing system, for enclosure height 24 U, sheet steel, 2 mm, primed, RAL 9005 | EC002620 | 5302102 | Rittal | 0 |  |  | 4.62 | x |  |  | 0 | 2021-05-01 | 36.8 | 2 | piece(s) | 4028177955400 | PK |  |  |  | 73269098
5302103 | VX IT | 482.6 mm (19") mounting angles, standard, Mounting position: Rear, 24 U | Mounting angles standard, 482.6 mm (19") for VX IT, to build an inch-based mounting level within the VX IT housing system, for enclosure height 24 U, sheet steel, 2 mm, primed, RAL 9005 | EC002620 | 5302103 | Rittal | 0 |  |  | 5.22 | x |  |  | 0 | 2021-05-01 | 36.8 | 2 | piece(s) | 4028177955417 | PK |  |  |  | 73269098
5302104 | VX IT | 482.6 mm (19") mounting angles, standard, Mounting position: At the front, 38 U | Mounting angles standard, 482.6 mm (19") for VX IT, to build an inch-based mounting level within the VX IT housing system, for enclosure height 38 U, sheet steel, 2 mm, primed, RAL 9005 | EC002620 | 5302104 | Rittal | 0 |  |  | 7.3 | x |  |  | 0 | 2021-05-01 | 45.2 | 2 | piece(s) | 4028177955424 | PK |  |  |  | 73269098
5302105 | VX IT | 482.6 mm (19") mounting angles, standard, Mounting position: Rear, 38 U | Mounting angles standard, 482.6 mm (19") for VX IT, to build an inch-based mounting level within the VX IT housing system, for enclosure height 38 U, sheet steel, 2 mm, primed, RAL 9005 | EC002620 | 5302105 | Rittal | 0 |  |  | 8.14 | x |  |  | 0 | 2021-05-01 | 45.2 | 2 | piece(s) | 4028177955431 | PK |  |  |  | 73269098
5302106 | VX IT | 482.6 mm (19") mounting angles, standard, Mounting position: At the front, 42 U | Mounting angles standard, 482.6 mm (19") for VX IT, to build an inch-based mounting level within the VX IT housing system, for enclosure height 42 U, sheet steel, 2 mm, primed, RAL 9005 | EC002620 | 5302106 | Rittal | 0 |  |  | 8.02 | x |  |  | 0 | 2021-05-01 | 49.4 | 2 | piece(s) | 4028177955448 | PK |  |  |  | 73269098
5302107 | VX IT | 482.6 mm (19") mounting angles, standard, Mounting position: Rear, 42 U | Mounting angles standard, 482.6 mm (19") for VX IT, to build an inch-based mounting level within the VX IT housing system, for enclosure height 42 U, sheet steel, 2 mm, primed, RAL 9005 | EC002620 | 5302107 | Rittal | 0 |  |  | 8.94 | x |  |  | 0 | 2021-05-01 | 49.4 | 2 | piece(s) | 4028177955455 | PK |  |  |  | 73269098
5302108 | VX IT | 482.6 mm (19") mounting angles, standard, Mounting position: At the front, 47 U | Mounting angles standard, 482.6 mm (19") for VX IT, to build an inch-based mounting level within the VX IT housing system, for enclosure height 47 U, sheet steel, 2 mm, primed, RAL 9005 | EC002620 | 5302108 | Rittal | 0 |  |  | 8.68 | x |  |  | 0 | 2021-05-01 | 55.6 | 2 | piece(s) | 4028177955462 | PK |  |  |  | 73269098
5302109 | VX IT | 482.6 mm (19") mounting angles, standard, Mounting position: Rear, 47 U | Mounting angles standard, 482.6 mm (19") for VX IT, to build an inch-based mounting level within the VX IT housing system, for enclosure height 47 U, sheet steel, 2 mm, primed, RAL 9005 | EC002620 | 5302109 | Rittal | 0 |  |  | 9.72 | x |  |  | 0 | 2021-05-01 | 55.6 | 2 | piece(s) | 4028177955479 | PK |  |  |  | 73269098
5302110 | VX IT | Mounting bracket for mounting angles, 19", for VX IT 19"mounting angles standard | Mounting brackets for VX IT 19" mounting angles for mounting the inch-based mounting angles in VX IT network/server enclosures. For racks with width 600 mm, they are attached directly to the frame and for racks with width 800 mm | EC002620 | 5302110 | Rittal | 0 |  |  | 0.628 | x |  |  | 0.232 | 2021-05-01 | 7.54 | 4 | piece(s) | 4028177955486 | PK |  |  |  | 83024900
5302111 | VX IT | Support strips for 19"mounting angles, standard, To fit: 800x1000 mm | Depth stay for 482.6 mm (19") mounting angles to accommodate inch-based mounting angles. For enclosure width > 600 mm, for enclosure depth 1,000 mm, sheet steel, spray-finished, RAL 9005 | EC002620 | 5302111 | Rittal | 0 |  |  | 9.1 | x |  |  | 0 | 2021-05-01 | 57.7 | 4 | piece(s) | 4028177955493 | PK |  |  |  | 73269098
5302112 | VX IT | Support strips for 19"mounting angles standard, To fit: 700/800x1200 mm | Depth stay for 482.6 mm (19") mounting angles to accommodate inch-based mounting angles. For enclosure width > 600 mm, for enclosure depth 1,200 mm, sheet steel, spray-finished, RAL 9005 | EC002620 | 5302112 | Rittal | 0 |  |  | 10.76 | x |  |  | 0 | 2021-05-01 | 65.1 | 4 | piece(s) | 4028177955509 | PK |  |  |  | 73269098
5302120 | VX | Cable route for VX IT, W x H: 145 x 2000 mm, RAL 9005 | Cable route, for VX, VX IT, for vertical cable routing and strain relief, for network and server applications, integrated multifunction punchings for fastening | EC000012 | 5302120 | Rittal | 145 | 0 | 0 | 4.75 | x |  |  | 22.763 | 2021-05-01 | 70 | 1 | piece(s) | 4028177952713 | PCE |  |  |  | 73269098
5302122 | VX | Cable route for VX IT, W x H: 145 x 2200 mm, RAL 9005 | Cable route, for VX, VX IT, for vertical cable routing and strain relief, for network and server applications, integrated multifunction punchings for fastening | EC000012 | 5302122 | Rittal | 145 | 0 | 0 | 5.2 | x |  |  | 24.918 | 2021-05-01 | 77 | 1 | piece(s) | 4028177952720 | PCE |  |  |  | 73269098
5302123 | IT | VX IT additional fastening attachment for 19" standard, W: 600 mm | Mounting angle additional fastening attachment, for VX IT 19” mounting angle standard, for fastening the 482.6 mm (19") mounting angle standard onto the outer mounting level, for enclosure width 600 mm | EC002625 | 5302123 | Rittal |  |  |  | 0.256 | x |  |  | 0.624 | 2021-05-01 | 14.2 | 2 | piece(s) | 4028177955516 | PK |  |  |  | 73269098
5302124 | IT | VX IT additional fastening attachment for 19" standard, W: 800 mm | Mounting angle additional fastening attachment, for VX IT 19” mounting angle standard, for fastening the 482.6 mm (19") mounting angle standard onto the outer mounting level, for enclosure width 800 mm | EC002625 | 5302124 | Rittal |  |  |  | 0.56 | x |  |  | 1.215 | 2021-05-01 | 19.9 | 2 | piece(s) | 4028177955523 | PK |  |  |  | 73269098
5302152 | VX IT | 482.6 mm (19") mounting angles, dynamic, Mounting position: At the front, 38 U | Mounting angles dynamic, 482.6 mm (19") for VX IT, to build an inch-based mounting level within the VX IT housing system, for enclosure height 38 U, sheet steel, 2.5 mm, primed, RAL 9005 | EC002620 | 5302152 | Rittal | 0 |  |  | 10.88 | x |  |  | 0 | 2021-05-01 | 73.9 | 2 | piece(s) | 4028177955530 | PK |  |  |  | 73269098
5302153 | VX IT | 482.6 mm (19") mounting angles, dynamic, Mounting position: Rear, 38 U | Mounting angles dynamic, 482.6 mm (19") for VX IT, to build an inch-based mounting level within the VX IT housing system, for enclosure height 38 U, sheet steel, 2.5 mm, primed, RAL 9005 | EC002620 | 5302153 | Rittal | 0 |  |  | 12.32 | x |  |  | 0 | 2021-05-01 | 73.9 | 2 | piece(s) | 4028177955547 | PK |  |  |  | 73269098
5302154 | VX IT | 482.6 mm (19") mounting angles, dynamic, Mounting position: At the front, 42 U | Mounting angles dynamic, 482.6 mm (19") for VX IT, to build an inch-based mounting level within the VX IT housing system, for enclosure height 42 U, sheet steel, 2.5 mm, primed, RAL 9005 | EC002620 | 5302154 | Rittal | 0 |  |  | 12.04 | x |  |  | 0 | 2021-05-01 | 78.3 | 2 | piece(s) | 4028177955554 | PK |  |  |  | 73269098
5302155 | VX IT | 482.6 mm (19") mounting angles, dynamic, Mounting position: Rear, 42 U | Mounting angles dynamic, 482.6 mm (19") for VX IT, to build an inch-based mounting level within the VX IT housing system, for enclosure height 42 U, sheet steel, 2.5 mm, primed, RAL 9005 | EC002620 | 5302155 | Rittal | 0 |  |  | 13.66 | x |  |  | 29.569 | 2021-05-01 | 78.3 | 2 | piece(s) | 4028177955561 | PK |  |  |  | 73269098
5302156 | VX IT | VX IT Dynamic 19" mounting angles, front, 47 U | Mounting angles dynamic, 482.6 mm (19") for VX IT, to build an inch-based mounting level within the VX IT housing system, for enclosure height 47 U, sheet steel, 2.5 mm, primed, RAL 9005 | EC002620 | 5302156 | Rittal | 0 |  |  | 13.26 | x |  |  | 0 | 2021-05-01 | 84.9 | 2 | piece(s) | 4028177960046 | PK |  |  |  | 73269098
5302157 | VX IT | VX IT Dynamic 19" mounting angles, rear, 47 U | Mounting angles dynamic, 482.6 mm (19") for VX IT, to build an inch-based mounting level within the VX IT housing system, for enclosure height 47 U, sheet steel, 2.5 mm, primed, RAL 9005 | EC002620 | 5302157 | Rittal | 0 |  |  | 14.9 | x |  |  | 0 | 2021-05-01 | 84.9 | 2 | piece(s) | 4028177960039 | PK |  |  |  | 73269098
5302160 | VX IT | Mounting bracket for mounting angle dynamic, to fit w 600 | Mounting brackets for VX IT 19" mounting angles for mounting the inch-based mounting angles in VX IT network/server enclosures. For racks with width 600 mm, they are attached directly to the frame and for racks with width 800 mm | EC002620 | 5302160 | Rittal | 0 |  |  | 0.808 | x |  |  | 0.232 | 2021-05-01 | 10.6 | 4 | piece(s) | 4028177955578 | PK |  |  |  | 83024900
5302161 | VX IT | Support strips for 19"mounting angles dynamic, To fit: 800x1000 mm | Depth stay for 482.6 mm (19") mounting angles to accommodate inch-based mounting angles. For enclosure width > 600 mm, for enclosure depth 1,000 mm, sheet steel, spray-finished, RAL 9005 | EC002620 | 5302161 | Rittal | 0 |  |  | 10.36 | x |  |  | 0 | 2021-05-01 | 71.7 | 4 | piece(s) | 4028177955585 | PK |  |  |  | 73269098
5302164 | VX IT | Support strips for 19"mounting angles, dynamic, To fit: 700/800x1200 mm | Depth stay for 482.6 mm (19") mounting angles to accommodate inch-based mounting angles. For enclosure width > 600 mm, for enclosure depth 1,200 mm, sheet steel, spray-finished, RAL 9005 | EC002620 | 5302164 | Rittal | 0 |  |  | 12.5 | x |  |  | 0 | 2021-05-01 | 76.1 | 4 | piece(s) | 4028177955592 | PK |  |  |  | 73269098
5302166 | VX IT | Support strips for 19"mounting angles dynamic, To fit: 600x1200 mm | Depth stay for 482.6 mm (19") mounting angles to accommodate inch-based mounting angles. For enclosure width 600 mm, for enclosure depth 1,200 mm, sheet steel, spray-finished, RAL 9005 | EC002620 | 5302166 | Rittal | 0 |  |  | 7.12 | x |  |  | 10.688 | 2021-05-01 | 34.5 | 2 | piece(s) | 4028177955608 | PK |  |  |  | 73269098
5302167 | VX IT | Cross-member for VX IT mounting angles standard, To fit w 800, d 600 mm | Cross-member, for VX IT mounting angle standard, 482.6 mm (19"), for width-variable mounting of inch-based mounting angle standard in 800 mm wide enclosures. For enclosure width 800 mm | EC002620 | 5302167 | Rittal | 0 |  |  | 3.84 | x |  |  | 0 | 2021-05-01 | 33.6 | 2 | piece(s) | 4028177955615 | PK |  |  |  | 73269098
5302169 | VX IT | Mounting bracket for mounting angles, 482.6 mm (19"), Cross-member, To fit w 800 | Mounting brackets for VX IT 19” mounting angles for mounting the inch-based mounting angles in VX IT network/server enclosures. For racks with width 600 mm, they are attached directly to the frame and for racks with width 800 mm | EC002620 | 5302169 | Rittal | 0 |  |  | 1.172 | x |  |  | 0.232 | 2021-05-01 | 12.6 | 4 | piece(s) | 4028177955622 | PK |  |  |  | 83024900
5302170 | VX IT | Support rail for VX IT | Support rail for VX IT, for attachment of mounting angles in enclosures with depth > 1000 mm and width 600 mm or 800 mm when depth stays are deployed. The support rail improves load distribution | EC002620 | 5302170 | Rittal | 0 |  |  | 0.961 | x |  |  | 1.314 | 2021-05-01 | 8.4 | 1 | piece(s) | 4028177955639 | PCE |  |  |  | 73269098
5302200 | DK | Blanking panel Tool-free attachment, 1 U, RAL 9005 | Blanking panel, 482.6 mm (19"), 1 U, tool-free attachment, plastic, RAL 9005 | EC000456 | 5302200 | Rittal | 0 |  |  | 0 | x |  |  | 0 | 2021-05-01 | 33.2 | 10 | piece(s) | 4028177955646 | PK |  |  |  | 94039010
5302201 | IT | Vent trim panel 482.6 mm (19"), 1 U, RAL 9005 | Ventilation panel, 482.6 mm (19"), 1 U, sheet steel, RAL 9005 | EC000331 | 5302201 | Rittal |  |  |  | 0.237 | x |  |  | 0.49 | 2021-05-01 | 11.9 | 1 | piece(s) | 4028177952898 | PCE |  |  |  | 94039010
5302202 | DK | Cable management panel with brush strip 482.6 mm (19"), 1 U, RAL 9005: 2450 | Cable gland panel with brush strip, 1 U, 482.6 mm (19"), sheet steel, RAL 9005 | EC000322 | 5302202 | Rittal | 0 |  |  | 0.243 | x |  |  | 0.49 | 2021-05-01 | 20.9 | 1 | piece(s) | 4028177952874 | PCE |  |  |  | 73269098
5302203 | DK | Fibre-optic cable management panel, 1 U, 1 U, RAL 9005 | Fibre-optic shunting panel, 1 U, RAL 9005, for front routing and distribution of fibre-optic and copper cables | EC001130 | 5302203 | Rittal | 0 |  |  | 0.926 | x |  |  | 5.479 | 2021-05-01 | 36.7 | 1 | piece(s) | 4028177955653 | PCE |  |  |  | 94039010
5302204 | DK | Mounting panel 482.6 mm (19''), 1 U, RAL 9005 | Mounting panel, 482.6 mm (19"), 1 U, sheet steel, RAL 9005 | EC002620 | 5302204 | Rittal | 0 |  |  | 0.365 | x |  |  | 0.49 | 2021-05-01 | 7.92 | 1 | piece(s) | 4028177952881 | PCE |  |  |  | 94039010
5302205 | DK | Keyboard drawer 2 U for one 482.6 mm (19") mounting level, RAL 9005 | Keyboard drawer, 2 U for one 482.6 mm (19") mounting level, sheet steel, RAL 9005 | EC002620 | 5302205 | Rittal | 482.6 |  | 0 | 7.04 | x |  |  | 24.893 | 2021-05-01 | 114.1 | 1 | piece(s) | 4028177955660 | PCE |  |  |  | 94039010
5302322 | VX | Cable route for VX IT, W x H: 265 x 2200 mm, RAL 9005 | Cable route, for VX, VX IT, for vertical cable routing and strain relief, for network and server applications, integrated multifunction punchings for fastening | EC000012 | 5302322 | Rittal | 265 | 0 | 0 | 7.3 | x |  |  | 34.898 | 2021-05-01 | 116.8 | 1 | piece(s) | 4028177952737 | PCE |  |  |  | 73269098
5303114 | VX | VX IT, vented, 19" mounting angles standard, RAL7035, WHD 800x1200x800mm, 24U | VX IT, 19" mounting angles, standard, front and rear, vented, WHD: 800 x 1200 x 800 mm, 24 U | EC011217 | 5303114 | Rittal | 800 | 1200 | 800 | 67.5 | x |  |  | 827.052 | 2021-05-01 | 896 | 1 | piece(s) | 4028177944831 | PCE |  |  |  | 94032080
5303124 | VX | VX IT, solid, 19" mounting angles standard, RAL7035, WHD 800x1200x800mm, 24U | VX IT, 19" mounting angles, standard, front and rear, glazed door, WHD: 800 x 1200 x 800 mm, 24 U | EC002499 | 5303124 | Rittal | 800 | 1200 | 800 | 84.2 | x |  |  | 1059.27 | 2021-05-01 | 778 | 1 | piece(s) | 4028177944848 | PCE |  |  |  | 94032080
5303134 | VX | VX IT, solid,IP55,19"mounting angles, standard,RAL7035,WHD 800x1200x800mm, 24U | VX IT, 19" mounting angles, standard, front and rear, glazed door, WHD: 800 x 1200 x 800 mm, 24 HE, IP 55 | EC002499 | 5303134 | Rittal | 800 | 1200 | 800 | 90.8 | x |  |  | 1071.732 | 2021-05-01 | 722 | 1 | piece(s) | 4028177944855 | PCE |  |  |  | 94032080
5303154 | VX | VX IT, solid,pre-conf.,19"mounting angles standard,RAL7035,WHD800x1300x800mm,24U | VX IT, 19" mounting angles, standard, front and rear, glazed door, WHD: 800 x 1300 x 800 mm, 24 U, pre-configured | EC002499 | 5303154 | Rittal | 800 | 1200 | 800 | 119 | x |  |  | 1167.708 | 2021-05-01 | 1041 | 1 | piece(s) | 4028177944862 | PCE |  |  |  | 94032080
5304116 | VX | VX IT, vented, 19" mounting angles standard, RAL7035, WHD 800x1200x1000mm, 24U | VX IT, 19" mounting angles, standard, front and rear, vented, WHD: 800 x 1200 x 1000 mm, 24 U | EC011217 | 5304116 | Rittal | 800 | 1200 | 1000 | 73.2 | x |  |  | 1296.45 | 2021-05-01 | 926 | 1 | piece(s) | 4028177944886 | PCE |  |  |  | 94032080
5304126 | VX | VX IT, solid, 19" mounting angles standard,RAL7035,WHD 800x1200x1000mm,24U | VX IT, 19" mounting angles, standard, front and rear, glazed door, WHD: 800 x 1200 x 1000 mm, 24 U | EC002499 | 5304126 | Rittal | 800 | 1200 | 1000 | 87.4 | x |  |  | 1302.212 | 2021-05-01 | 807 | 1 | piece(s) | 4028177944893 | PCE |  |  |  | 94032080
5305124 | VX | VX IT, solid, 19" mounting angles standard,RAL7035,WHD 800x1800x800mm, 38U | VX IT, 19" mounting angles, standard, front and rear, glazed door, WHD: 800 x 1800 x 800 mm, 38 U | EC002499 | 5305124 | Rittal | 800 | 1800 | 800 | 100 | x |  |  | 1600.632 | 2021-05-01 | 866 | 1 | piece(s) | 4028177944909 | PCE |  |  |  | 94032080
5306122 | VX | VX IT, solid, 19" mounting angles standard, RAL7035, WHD 800x2000x600mm, 42U | VX IT, 19" mounting angles, standard, front, glazed door, WHD: 800 x 2000 x 600 mm, 42 U | EC002499 | 5306122 | Rittal | 800 | 2000 | 600 | 91.4 | x |  |  | 1343.492 | 2021-05-01 | 877 | 1 | piece(s) | 4028177944923 | PCE |  |  |  | 94032080
5306190 | VX | VX IT, solid, IP55, empty enclosure, RAL7035, WHD 800x2000x600mm, 42U | VX IT, without 482.6 mm (19") interior installation, glazed door, WHD: 800 x 2000 x 600 mm, 42 U, IP 55 | EC002499 | 5306190 | Rittal | 800 | 2000 | 600 | 90.8 | x |  |  | 1343.492 | 2021-05-01 | 593 | 1 | piece(s) | 4028177944930 | PCE |  |  |  | 94032080
5307114 | VX | VX IT, vented, 19" mounting angles standard, RAL7035, WHD 800x2000x800mm, 42U | VX IT, 19" mounting angles, standard, front and rear, vented, WHD: 800 x 2000 x 800 mm, 42 U | EC011217 | 5307114 | Rittal | 800 | 2000 | 800 | 89.8 | x |  |  | 1711.572 | 2021-05-01 | 1025 | 1 | piece(s) | 4028177944947 | PCE |  |  |  | 94032080
5307124 | VX | VX IT, solid, 19" mounting angles standard,RAL7035,WHD 800x2000x800mm, 42U | VX IT, 19" mounting angles, standard, front and rear, glazed door, WHD: 800 x 2000 x 800 mm, 42 U | EC002499 | 5307124 | Rittal | 800 | 2000 | 800 | 107 | x |  |  | 1703.574 | 2021-05-01 | 906 | 1 | piece(s) | 4028177944954 | PCE |  |  |  | 94032080
5307134 | VX | VX IT, solid,IP55,19"mounting angles, standard,RAL7035,WHD 800x2000x800mm, 42U | VX IT, 19" mounting angles, standard, front and rear, glazed door, WHD: 800 x 2000 x 800 mm, 42 HE, IP 55 | EC002499 | 5307134 | Rittal | 800 | 2000 | 800 | 120 | x |  |  | 1703.574 | 2021-05-01 | 837 | 1 | piece(s) | 4028177944961 | PCE |  |  |  | 94032080
5307154 | VX | VX IT, solid,pre-conf.,19"mounting angles standard,RAL7035,WHD800x2100x800mm,42U | VX IT, 19" mounting angles, standard, front and rear, glazed door, WHD: 800 x 2100 x 800 mm, 42 U, pre-configured | EC002499 | 5307154 | Rittal | 800 | 2000 | 800 | 158 | x |  |  | 1799.55 | 2021-05-01 | 1169 | 1 | piece(s) | 4028177944978 | PCE |  |  |  | 94032080
5307157 | VX | VX IT,solid,pre-conf.,19"mounting angles standard,RAL7035,WHD800x2100x800mm,40U | VX IT, swing frame, glazed door, WHD: 800 x 2100 x 800 mm, 40 U, pre-configured | EC002499 | 5307157 | Rittal | 800 | 2000 | 800 | 150 | x |  |  | 1838.25 | 2021-05-01 | 1140 | 1 | piece(s) | 4028177944985 | PCE |  |  |  | 94032080
5307190 | VX | VX IT, solid, IP55, empty enclosure, RAL7035, WHD 800x2000x800mm, 42U | VX IT, without 482.6 mm (19") interior installation, glazed door, WHD: 800 x 2000 x 800 mm, 42 U, IP 55 | EC002499 | 5307190 | Rittal | 800 | 2000 | 800 | 95.6 | x |  |  | 1711.572 | 2021-05-01 | 649 | 1 | piece(s) | 4028177944992 | PCE |  |  |  | 94032080
5308113 | VX | VX IT, vented, 19" mounting angles standard, RAL7035, WHD 600x2000x1000mm, 42U | VX IT, 19" mounting angles, standard, front and rear, vented, WHD: 600 x 2000 x 1000 mm, 42 U | EC011217 | 5308113 | Rittal | 600 | 2000 | 1000 | 0 | x |  |  | 0 | 2021-05-01 | 1014 | 1 | piece(s) | 4028177945029 | PCE |  |  |  | 94032080
5308123 | VX | VX IT, solid, 19" mounting angles standard,RAL7035,WHD 600x2000x1000mm,42U | VX IT, 19" mounting angles, standard, front and rear, glazed door, WHD: 600 x 2000 x 1000 mm, 42 U | EC002499 | 5308123 | Rittal | 600 | 2000 | 1000 | 88.2 | x |  |  | 1642.17 | 2021-05-01 | 895 | 1 | piece(s) | 4028177945036 | PCE |  |  |  | 94032080
5308190 | VX | VX IT, solid, IP55, empty enclosure, RAL7035, WHD 600x2000x100mm, 42U | VX IT, without 482.6 mm (19") interior installation, glazed door, WHD: 600 x 2000 x 1000 mm, 42 U, IP 55 | EC002499 | 5308190 | Rittal | 600 | 2000 | 1000 | 86.4 | x |  |  | 1588.554 | 2021-05-01 | 620 | 1 | piece(s) | 4028177945043 | PCE |  |  |  | 94032080
5308813 | VX | VX IT, vented, 19" mounting angles dynamic, RAL7035, WHD 600x2000x1000mm, 42U | VX IT, 19" mounting angles, dynamic, front and rear, vented, WHD: 600 x 2000 x 1000 mm, 42 U | EC002499 | 5308813 | Rittal | 600 | 2000 | 1000 | 83.6 | x |  |  | 0 | 2021-05-01 | 1115 | 1 | piece(s) | 4028177945050 | PCE |  |  |  | 94032080
5308823 | VX | VX IT, solid, 19" mounting angles dynamic,RAL7035,WHD 600x2000x1000mm, 42U | VX IT, 19" mounting angles, dynamic, front and rear, glazed door, WHD: 600 x 2000 x 1000 mm, 42 U | EC002499 | 5308823 | Rittal | 600 | 2000 | 1000 | 101 | x |  |  | 0 | 2021-05-01 | 985 | 1 | piece(s) | 4028177945067 | PCE |  |  |  | 94032080
5309116 | VX | VX IT, vented, 19" mounting angles standard, RAL7035, WHD 800x2000x1000mm, 42U | VX IT, 19" mounting angles, standard, front and rear, vented, WHD: 800 x 2000 x 1000 mm, 42 U | EC011217 | 5309116 | Rittal | 800 | 2000 | 1000 | 95 | x |  |  | 2079.652 | 2021-05-01 | 1033 | 1 | piece(s) | 4028177945081 | PCE |  |  |  | 94032080
5309126 | VX | VX IT, solid, 19" mounting angles standard,RAL7035,WHD 800x2000x1000mm,42U | VX IT, 19" mounting angles, standard, front and rear, glazed door, WHD: 800 x 2000 x 1000 mm, 42 U | EC002499 | 5309126 | Rittal | 800 | 2000 | 1000 | 111 | x |  |  | 2079.652 | 2021-05-01 | 914 | 1 | piece(s) | 4028177945098 | PCE |  |  |  | 94032080
5309136 | VX | VX IT, solid,IP55,19"mounting angles, standard,RAL7035,WHD 800x2000x1000mm, 42U | VX IT, 19" mounting angles, standard, front and rear, glazed door, WHD: 800 x 2000 x 1000 mm, 42 HE, IP 55 | EC002499 | 5309136 | Rittal | 800 | 2000 | 1000 | 125 | x |  |  | 2069.934 | 2021-05-01 | 867 | 1 | piece(s) | 4028177945104 | PCE |  |  |  | 94032080
5309156 | VX | VX IT,solid,pre-conf.,19"mounting angles standard,RAL7035,WHD800x2100x1000mm,42U | VX IT, 19" mounting angles, standard, front and rear, glazed door, WHD: 800 x 2100 x 1000 mm, 42 U, pre-configured | EC002499 | 5309156 | Rittal | 800 | 2000 | 1000 | 177 | x |  |  | 2254.92 | 2021-05-01 | 1179 | 1 | piece(s) | 4028177945111 | PCE |  |  |  | 94032080
5309166 | VX | VX IT,vented,pre-conf,19"mounting angles,standard,RAL7035,WHD800x2100x1000mm,42U | VX IT, 19" mounting angles, standard, front and rear, vented, WHD: 800 x 2100 x 1000 mm, 42 U, pre-configured | EC002499 | 5309166 | Rittal | 800 | 2000 | 1000 | 155 | x |  |  | 2186.55 | 2021-05-01 | 1376 | 1 | piece(s) | 4028177945128 | PCE |  |  |  | 94032080
5309190 | VX | VX IT, solid, IP55, empty enclosure, RAL7035, WHD 800x2000x100mm, 42U | VX IT, without 482.6 mm (19") interior installation, glazed door, WHD: 800 x 2000 x 1000 mm, 42 U, IP 55 | EC002499 | 5309190 | Rittal | 800 | 2000 | 1000 | 103 | x |  |  | 2069.934 | 2021-05-01 | 640 | 1 | piece(s) | 4028177945135 | PCE |  |  |  | 94032080
5309816 | VX | VX IT, vented, 19" mounting angles dynamic, RAL7035, WHD 800x2000x1000mm, 42U | VX IT, 19" mounting angles, dynamic, front and rear, vented, WHD: 800 x 2000 x 1000 mm, 42 U | EC011217 | 5309816 | Rittal | 800 | 2000 | 1000 | 105 | x |  |  | 2069.934 | 2021-05-01 | 1136 | 1 | piece(s) | 4028177945142 | PCE |  |  |  | 94032080
5309826 | VX | VX IT, solid, 19" mounting angles dynamic,RAL7035,WHD 800x2000x1000mm, 42U | VX IT, 19" mounting angles, dynamic, front and rear, glazed door, WHD: 800 x 2000 x 1000 mm, 42 U | EC002499 | 5309826 | Rittal | 800 | 2000 | 1000 | 122 | x |  |  | 2069.934 | 2021-05-01 | 1006 | 1 | piece(s) | 4028177945159 | PCE |  |  |  | 94032080
5310118 | VX | VX IT, vented, 19" mounting angles standard, RAL7035, WHD 600x2000x1200mm, 42U | VX IT, 19" mounting angles, standard, front and rear, vented, WHD: 600 x 2000 x 1200 mm, 42 U | EC011217 | 5310118 | Rittal | 600 | 2000 | 1200 | 87 | x |  |  | 1887.27 | 2021-05-01 | 1043 | 1 | piece(s) | 4028177945166 | PCE |  |  |  | 94032080
5310128 | VX | VX IT, solid, 19" mounting angles standard,RAL7035,WHD 600x2000x1200mm42U | VX IT, 19" mounting angles, standard, front and rear, glazed door, WHD: 600 x 2000 x 1200 mm, 42 U | EC002499 | 5310128 | Rittal | 600 | 2000 | 1200 | 92.5 | x |  |  | 0 | 2021-05-01 | 925 | 1 | piece(s) | 4028177945180 | PCE |  |  |  | 94032080
5310818 | VX | VX IT, vented, 19" mounting angles dynamic, RAL7035, WHD 600x2000x1200mm, 42U | VX IT, 19" mounting angles, dynamic, front and rear, vented, WHD: 600 x 2000 x 1200 mm, 42 U | EC011217 | 5310818 | Rittal | 600 | 2000 | 1200 | 97 | x |  |  | 1887.27 | 2021-05-01 | 1147 | 1 | piece(s) | 4028177945197 | PCE |  |  |  | 94032080
5311116 | VX | VX IT, vented, 19" mounting angles standard, RAL7035, WHD 800x2000x1200mm, 42U | VX IT, 19" mounting angles, standard, front and rear, vented, WHD: 800 x 2000 x 1200 mm, 42 U | EC011217 | 5311116 | Rittal | 800 | 2000 | 1200 | 101 | x |  |  | 2459.17 | 2021-05-01 | 1062 | 1 | piece(s) | 4028177945210 | PCE |  |  |  | 94032080
5311126 | VX | VX IT, solid, 19" mounting angles standard,RAL7035,WHD 800x2000x1200mm,42U | VX IT, 19" mounting angles, standard, front and rear, glazed door, WHD: 800 x 2000 x 1200 mm, 42 U | EC002499 | 5311126 | Rittal | 800 | 2000 | 1200 | 116 | x |  |  | 2419.137 | 2021-05-01 | 945 | 1 | piece(s) | 4028177945227 | PCE |  |  |  | 94032080
5311816 | VX | VX IT, vented, 19" mounting angles dynamic, RAL7035, WHD 800x2000x1200mm, 42U | VX IT, 19" mounting angles, dynamic, front and rear, vented, WHD: 800 x 2000 x 1200 mm, 42 U | EC011217 | 5311816 | Rittal | 800 | 2000 | 1200 | 112 | x |  |  | 2417.976 | 2021-05-01 | 1168 | 1 | piece(s) | 4028177945234 | PCE |  |  |  | 94032080
5311826 | VX | VX IT, solid, 19" mounting angles dynamic,RAL7035,WHD 800x2000x1200mm, 42U | VX IT, 19" mounting angles, dynamic, front and rear, glazed door, WHD: 800 x 2000 x 1200 mm, 42 U | EC002499 | 5311826 | Rittal | 800 | 2000 | 1200 | 123.1 | x |  |  | 0 | 2021-05-01 | 1039 | 1 | piece(s) | 4028177945241 | PCE |  |  |  | 94032080
5312114 | VX | VX IT, vented, 19" mounting angles standard, RAL7035, WHD 800x2200x800mm, 47U | VX IT, 19" mounting angles, standard, front and rear, vented, WHD: 800 x 2200 x 800 mm, 47 U | EC011217 | 5312114 | Rittal | 800 | 2200 | 800 | 95.4 | x |  |  | 1863.534 | 2021-05-01 | 1090 | 1 | piece(s) | 4028177945661 | PCE |  |  |  | 94032080
5312124 | VX | VX IT, solid, 19" mounting angles standard,RAL7035,WHD 800x2200x800mm,47U | VX IT, 19" mounting angles, standard, front and rear, glazed door, WHD: 800 x 2200 x 800 mm, 47 U | EC002499 | 5312124 | Rittal | 800 | 2200 | 800 | 115 | x |  |  | 1863.534 | 2021-05-01 | 974 | 1 | piece(s) | 4028177945272 | PCE |  |  |  | 94032080
5313113 | VX | VX IT, vented, 19" mounting angles standard, RAL7035, WHD 600x2200x1000mm, 47U | VX IT, 19" mounting angles, standard, front and rear, vented, WHD: 600 x 2200 x 1000 mm, 47 U | EC011217 | 5313113 | Rittal | 600 | 2200 | 1000 | 84.6 | x |  |  | 1752.63 | 2021-05-01 | 1076 | 1 | piece(s) | 4028177945296 | PCE |  |  |  | 94032080
5313813 | VX | VX IT, vented, 19" mounting angles dynamic, RAL7035, WHD 600x2200x1000mm, 47U | VX IT, 19" mounting angles, dynamic, front and rear, vented, WHD: 600 x 2200 x 1000 mm, 47 U | EC011217 | 5313813 | Rittal | 600 | 2200 | 1000 | 89 | x |  |  | 0 | 2021-05-01 | 1183 | 1 | piece(s) | 4028177945302 | PCE |  |  |  | 94032080
5314116 | VX | VX IT, vented, 19" mounting angles standard, RAL7035, WHD 800x2200x1000mm, 47U | VX IT, 19" mounting angles, standard, front and rear, vented, WHD: 800 x 2200 x 1000 mm, 47 U | EC011217 | 5314116 | Rittal | 800 | 2200 | 1000 | 101 | x |  |  | 2283.73 | 2021-05-01 | 1094 | 1 | piece(s) | 4028177945319 | PCE |  |  |  | 94032080
5314126 | VX | VX IT, solid, 19" mounting angles standard,RAL7035,WHD 800x2200x1000mm,47U | VX IT, 19" mounting angles, standard, front and rear, glazed door, WHD: 800 x 2200 x 1000 mm, 47 U | EC002499 | 5314126 | Rittal | 800 | 2200 | 1000 | 115 | x |  |  | 0 | 2021-05-01 | 1001 | 1 | piece(s) | 4028177945326 | PCE |  |  |  | 94032080
5314816 | VX | VX IT, vented, 19" mounting angles dynamic, RAL7035, WHD 800x2200x1000mm, 47U | VX IT, 19" mounting angles, dynamic, front and rear, vented, WHD: 800 x 2200 x 1000 mm, 47 U | EC011217 | 5314816 | Rittal | 800 | 2200 | 1000 | 105 | x |  |  | 2303.94 | 2021-05-01 | 1203 | 1 | piece(s) | 4028177945340 | PCE |  |  |  | 94032080
5315118 | VX | VX IT, vented, 19" mounting angles standard, RAL7035, WHD 600x2200x1200mm, 47U | VX IT, 19" mounting angles, standard, front and rear, vented, WHD: 600 x 2200 x 1200 mm, 47 U | EC011217 | 5315118 | Rittal | 600 | 2200 | 1200 | 85.1 | x |  |  | 2047.32 | 2021-05-01 | 1104 | 1 | piece(s) | 4028177945364 | PCE |  |  |  | 94032080
5315818 | VX | VX IT, vented, 19" mounting angles dynamic, RAL7035, WHD 600x2200x1200mm, 47U | VX IT, 19" mounting angles, dynamic, front and rear, vented, WHD: 600 x 2200 x 1200 mm, 47 U | EC011217 | 5315818 | Rittal | 600 | 2200 | 1200 | 95.1 | x |  |  | 0 | 2021-05-01 | 1214 | 1 | piece(s) | 4028177945371 | PCE |  |  |  | 94032080
5316116 | VX | VX IT, vented, 19" mounting angles standard, RAL7035, WHD 800x2200x1200mm, 47U | VX IT, 19" mounting angles, standard, front and rear, vented, WHD: 800 x 2200 x 1200 mm, 47 U | EC011217 | 5316116 | Rittal | 800 | 2200 | 1200 | 123 | x |  |  | 2687.93 | 2021-05-01 | 1124 | 1 | piece(s) | 4028177945388 | PCE |  |  |  | 94032080
5316816 | VX | VX IT, vented, 19" mounting angles dynamic, RAL7035, WHD 800x2200x1200mm, 47U | VX IT, 19" mounting angles, dynamic, front and rear, vented, WHD: 800 x 2200 x 1200 mm, 47 U | EC011217 | 5316816 | Rittal | 800 | 2200 | 1200 | 118 | x |  |  | 2687.93 | 2021-05-01 | 1236 | 1 | piece(s) | 4028177945395 | PCE |  |  |  | 94032080
5325121 | VX | VX IT, solid, 19" mounting angles standard,RAL7035,WHD 600x800x600mm, 15U | VX IT, 19" mounting angles, standard, front, glazed door, WHD: 600 x 800 x 600 mm, 15 U | EC002499 | 5325121 | Rittal | 600 | 800 | 600 | 42 | x |  |  | 348.6 | 2021-05-01 | 669 | 1 | piece(s) | 4028177945418 | PCE |  |  |  | 94032080
5325190 | VX | VX IT, solid, IP55, empty enclosure, RAL7035, WHD 600x800x600mm, 15U | VX IT, without 482.6 mm (19") interior installation, glazed door, WHD: 600 x 800 x 600 mm, 15 U, IP 55 | EC002499 | 5325190 | Rittal | 600 | 800 | 600 | 44.5 | x |  |  | 0 | 2021-05-01 | 395 | 1 | piece(s) | 4028177945425 | PCE |  |  |  | 94032080
5326121 | VX | VX IT, solid, 19" mounting angles standard, RAL7035, WHD 600x1200x600mm, 24U | VX IT, 19" mounting angles, standard, front, glazed door, WHD: 600 x 1200 x 600 mm, 24 U | EC002499 | 5326121 | Rittal | 600 | 1200 | 600 | 51.8 | x |  |  | 522.72 | 2021-05-01 | 727 | 1 | piece(s) | 4028177945432 | PCE |  |  |  | 94032080
5326131 | VX | VX IT, solid,IP55,19"mounting angles, standard,RAL7035,WHD 600x1200x600mm, 24U | VX IT, 19" mounting angles, standard, front, glazed door, WHD: 600 x 1200 x 600 mm, 24 HE, IP 55 | EC002499 | 5326131 | Rittal | 600 | 1200 | 600 | 57.9 | x |  |  | 0 | 2021-05-01 | 666 | 1 | piece(s) | 4028177945456 | PCE |  |  |  | 94032080
5326190 | VX | VX IT, solid, IP55, empty enclosure, RAL7035, WHD 600x1200x600mm, 24U | VX IT, without 482.6 mm (19") interior installation, glazed door, WHD: 600 x 1200 x 600 mm, 24 U, IP 55 | EC002499 | 5326190 | Rittal | 600 | 1200 | 600 | 50.8 | x |  |  | 508.2 | 2021-05-01 | 455 | 1 | piece(s) | 4028177945463 | PCE |  |  |  | 94032080
5327121 | VX | VX IT, solid, 19" mounting angles standard,RAL7035,WHD 600x1800x600mm, 38U | VX IT, 19" mounting angles, standard, front, glazed door, WHD: 600 x 1800 x 600 mm, 38 U | EC002499 | 5327121 | Rittal | 600 | 1800 | 600 | 66.6 | x |  |  | 0 | 2021-05-01 | 817 | 1 | piece(s) | 4028177945470 | PCE |  |  |  | 94032080
5327190 | VX | VX IT, solid, IP55, empty enclosure, RAL7035, WHD 600x1800x600mm, 38U | VX IT, without 482.6 mm (19") interior installation, glazed door, WHD: 600 x 1800 x 600 mm, 38 U, IP 55 | EC002499 | 5327190 | Rittal | 600 | 1800 | 600 | 68 | x |  |  | 0 | 2021-05-01 | 541 | 1 | piece(s) | 4028177945487 | PCE |  |  |  | 94032080
5328123 | VX | VX IT, solid, 19" mounting angles standard,RAL7035,WHD 600x1800x800mm, 38U | VX IT, 19" mounting angles, standard, front and rear, glazed door, WHD: 600 x 1800 x 800 mm, 38 U | EC002499 | 5328123 | Rittal | 600 | 1800 | 800 | 79 | x |  |  | 0 | 2021-05-01 | 846 | 1 | piece(s) | 4028177945494 | PCE |  |  |  | 94032080
5328190 | VX | VX IT, solid, IP55, empty enclosure, RAL7035, WHD 600x1800x800mm, 38U | VX IT, without 482.6 mm (19") interior installation, glazed door, WHD: 600 x 1800 x 800 mm, 38 U, IP 55 | EC002499 | 5328190 | Rittal | 600 | 1800 | 800 | 76.6 | x |  |  | 1166.685 | 2021-05-01 | 571 | 1 | piece(s) | 4028177945500 | PCE |  |  |  | 94032080
5329111 | VX | VX IT, vented, 19" mounting angles standard, RAL7035, WHD 600x2000x600mm, 42U | VX IT, 19" mounting angles, standard, front, vented, WHD: 600 x 2000 x 600 mm, 42 U | EC011217 | 5329111 | Rittal | 600 | 2000 | 600 | 59.6 | x |  |  | 0 | 2021-05-01 | 954 | 1 | piece(s) | 4028177945517 | PCE |  |  |  | 94032080
5329121 | VX | VX IT, solid, 19" mounting angles standard, RAL7035, WHD 600x2000x600mm, 42U | VX IT, 19" mounting angles, standard, front, glazed door, WHD: 600 x 2000 x 600 mm, 42 U | EC002499 | 5329121 | Rittal | 600 | 2000 | 600 | 69.7 | x |  |  | 839.108 | 2021-05-01 | 836 | 1 | piece(s) | 4028177945524 | PCE |  |  |  | 94032080
5329131 | VX | VX IT, solid,IP55,19"mounting angles, standard,RAL7035,WHD 600x2000x600mm, 42U | VX IT, 19" mounting angles, standard, front, glazed door, WHD: 600 x 2000 x 600 mm, 42 HE, IP 55 | EC002499 | 5329131 | Rittal | 600 | 2000 | 600 | 80.8 | x |  |  | 0 | 2021-05-01 | 716 | 1 | piece(s) | 4028177945531 | PCE |  |  |  | 94032080
5329190 | VX | VX IT, solid, IP55, empty enclosure, RAL7035, WHD 600x2000x600mm, 42U | VX IT, without 482.6 mm (19") interior installation, glazed door, WHD: 600 x 2000 x 600 mm, 42 U, IP 55 | EC002499 | 5329190 | Rittal | 600 | 2000 | 600 | 70.2 | x |  |  | 876.68 | 2021-05-01 | 551 | 1 | piece(s) | 4028177945548 | PCE |  |  |  | 94032080
5330113 | VX | VX IT, vented, 19" mounting angles standard, RAL7035, WHD 600x2000x800mm, 42U | VX IT, 19" mounting angles, standard, front and rear, vented, WHD: 600 x 2000 x 800 mm, 42 U | EC011217 | 5330113 | Rittal | 600 | 2000 | 800 | 74.8 | x |  |  | 1348.05 | 2021-05-01 | 984 | 1 | piece(s) | 4028177945555 | PCE |  |  |  | 94032080
5330123 | VX | VX IT, solid, 19" mounting angles standard, RAL7035, WHD 600x2000x800mm, 42U | VX IT, 19" mounting angles, standard, front and rear, glazed door, WHD: 600 x 2000 x 800 mm, 42 U | EC002499 | 5330123 | Rittal | 600 | 2000 | 800 | 87.4 | x |  |  | 1319.67 | 2021-05-01 | 865 | 1 | piece(s) | 4028177945562 | PCE |  |  |  | 94032080
5330133 | VX | VX IT, solid,IP55,19"mounting angles, standard,RAL7035,WHD 600x2000x800mm, 42U | VX IT, 19" mounting angles, standard, front and rear, glazed door, WHD: 600 x 2000 x 800 mm, 42 HE, IP 55 | EC002499 | 5330133 | Rittal | 600 | 2000 | 800 | 96 | x |  |  | 1354.07 | 2021-05-01 | 778 | 1 | piece(s) | 4028177945579 | PCE |  |  |  | 94032080
5330190 | VX | VX IT, solid, IP55, empty enclosure, RAL7035, WHD 600x2000x800mm, 42U | VX IT, without 482.6 mm (19") interior installation, glazed door, WHD: 600 x 2000 x 800 mm, 42 U, IP 55 | EC002499 | 5330190 | Rittal | 600 | 2000 | 800 | 80.6 | x |  |  | 1333.86 | 2021-05-01 | 597 | 1 | piece(s) | 4028177945586 | PCE |  |  |  | 94032080
5331113 | VX | VX IT, vented, 19" mounting angles standard, RAL7035, WHD 600x2200x800mm, 47U | VX IT, 19" mounting angles, standard, front and rear, vented, WHD: 600 x 2200 x 800 mm, 47 U | EC011217 | 5331113 | Rittal | 600 | 2200 | 800 | 80 | x |  |  | 0 | 2021-05-01 | 1072 | 1 | piece(s) | 4028177945593 | PCE |  |  |  | 94032080
5331190 | VX | VX IT, solid, IP55, empty enclosure, RAL7035, WHD 600x2200x800mm, 47U | VX IT, without 482.6 mm (19") interior installation, glazed door, WHD: 600 x 2200 x 800 mm, 47 U, IP 55 | EC002499 | 5331190 | Rittal | 600 | 2200 | 800 | 86.5 | x |  |  | 0 | 2021-05-01 | 678 | 1 | piece(s) | 4028177945609 | PCE |  |  |  | 94032080
5332818 | VX | VX IT, vented, 19" mounting angles dynamic, RAL7035, WHD 600x2450x1200mm, 52U | VX IT network/server enclosure dynamic, WHD: 600 x 2450 x 1200 mm, 52 U, aluminium / sheet steel door, ventilated at the front, sheet steel door ventilated at the rear, vertically divided, 180° hinges front and rear | EC011217 | 5332818 | Rittal | 600 | 2450 | 1200 | 101.9 | x |  |  | 0 | 2021-05-01 | 1374 | 1 | piece(s) | 4028177945616 | PCE |  |  |  | 94032080
5333816 | VX | VX IT, vented, 19" mounting angles dynamic, RAL7035, WHD 800x2450x1200mm, 52U | VX IT network/server enclosure dynamic, WHD: 800 x 2450 x 1200 mm, 52 U, aluminium / sheet steel door, ventilated at the front, sheet steel door ventilated at the rear, vertically divided, 180° hinges front and rear | EC011217 | 5333816 | Rittal | 800 | 2450 | 1200 | 121.7 | x |  |  | 0 | 2021-05-01 | 1384 | 1 | piece(s) | 4028177945623 | PCE |  |  |  | 94032080
5334813 | VX | VX IT, vented, 19" mounting angles dynamic, RAL7035, WHD 600x2450x1000mm, 52U | VX IT network/server enclosure dynamic, WHD: 600 x 2450 x 1000 mm, 52 U, aluminium / sheet steel door, ventilated at the front, sheet steel door ventilated at the rear, vertically divided, 180° hinges front and rear | EC011217 | 5334813 | Rittal | 600 | 2450 | 1000 | 96.8 | x |  |  | 0 | 2021-05-01 | 1353 | 1 | piece(s) | 4028177945630 | PCE |  |  |  | 94032080
5335816 | VX | VX IT, vented, 19" mounting angles dynamic, RAL7035, WHD 800x2450x1000mm, 52U | VX IT network/server enclosure dynamic, WHD: 800 x 2450 x 1000 mm, 52 U, aluminium / sheet steel door, ventilated at the front, sheet steel door ventilated at the rear, vertically divided, 180° hinges front and rear | EC011217 | 5335816 | Rittal | 800 | 2450 | 1000 | 116.1 | x |  |  | 0 | 2021-05-01 | 1363 | 1 | piece(s) | 4028177945647 | PCE |  |  |  | 94032080
5366050 | PC | PC enclosure system, 600x1600x636 mm, Sheet steel, with glazed door at the top | PC PC enclosure system, WHD: 600x1600x636 mm, Sheet steel, with glazed door at the top, folding keyboard, component shelf | EC002502 | 5366050 | Rittal | 600 | 1600 | 636 | 101.4 | x |  |  | 0 | 2021-05-01 | 1166 | 1 | piece(s) | 4028177959422 | PCE |  |  |  | 94032080
5366150 | PC | PC enclosure system, 600x1600x636 mm, Sheet steel, with glazed door at the top | PC PC enclosure system, WHD: 600x1600x636 mm, Sheet steel, with glazed door at the top, folding keyboard, component shelf | EC002502 | 5366150 | Rittal | 600 | 1600 | 636 | 98 | x |  |  | 0 | 2021-05-01 | 1096 | 1 | piece(s) | 4028177959460 | PCE |  |  |  | 94032080
5366250 | PC | PC enclosure system, 600x1600x636 mm, Sheet steel, with glazed door at the top | PC PC enclosure system, WHD: 600x1600x636 mm, Sheet steel, with glazed door at the top, desk section, component shelf | EC002502 | 5366250 | Rittal | 600 | 1600 | 636 | 95.5 | x |  |  | 0 | 2021-05-01 | 1180 | 1 | piece(s) | 4028177959484 | PCE |  |  |  | 94032080
5366350 | PC | PC enclosure system, 600x1600x636 mm, Sheet steel, with keyboard drawer | PC PC enclosure system, WHD: 600x1600x636 mm, Sheet steel, with keyboard drawer, large mounting compartment, small mounting compartment, component shelf | EC002502 | 5366350 | Rittal | 600 | 1600 | 636 | 95.5 | x |  |  | 0 | 2021-05-01 | 1189 | 1 | piece(s) | 4028177959439 | PCE |  |  |  | 94032080
5366450 | PC | PC enclosure system, 600x1600x636 mm, Sheet steel, keyboard drawer | PC PC enclosure system, WHD: 600x1600x636 mm, Sheet steel, keyboard drawer, large mounting compartment | EC002502 | 5366450 | Rittal | 600 | 1600 | 636 | 97.5 | x |  |  | 0 | 2021-05-01 | 1131 | 1 | piece(s) | 4028177959453 | PCE |  |  |  | 94032080
5368050 | PC | PC enclosure system, 800x1600x836 mm, Sheet steel, with glazed door at the top | PC PC enclosure system, WHD: 800x1600x836 mm, Sheet steel, with glazed door at the top, keyboard drawer, component shelf | EC002502 | 5368050 | Rittal | 600 | 1600 | 836 | 111 | x |  |  | 0 | 2021-05-01 | 1265 | 1 | piece(s) | 4028177959446 | PCE |  |  |  | 94032080
5380830 | VX | VX IT Cable management enclosure, WHD: 300 x 2000 x 1000 mm | VX IT Cable management enclosure, WHD: 300 x 2000 x 1000 mm | EC000721 | 5380830 | Rittal | 300 | 2000 | 1000 | 0 | x |  |  | 0 | 2021-05-01 | 629 | 1 | piece(s) | 4028177950153 | PCE |  |  |  | 94032080
5381830 | VX | VX IT Cable management enclosure, WHD: 300 x 2000 x 1200 mm | VX IT Cable management enclosure, WHD: 300 x 2000 x 1200 mm | EC000721 | 5381830 | Rittal | 300 | 2000 | 1200 | 0 | x |  |  | 0 | 2021-05-01 | 697 | 1 | piece(s) | 4028177950160 | PCE |  |  |  | 94032080
5386050 | PC | PC enclosure system, 800x1600x600 mm, Sheet steel, with glazed door at the top | PC PC enclosure system, WHD: 800x1600x600 mm, Sheet steel, with glazed door at the top, keyboard drawer, component shelf | EC002502 | 5386050 | Rittal | 800 | 1600 | 636 | 117.6 | x |  |  | 0 | 2021-05-01 | 1302 | 1 | piece(s) | 4028177959477 | PCE |  |  |  | 94032080
5501310 | DK | DK Base mount, D: 800 mm, For TS IT, RAL 7035 | DK Base mount, D: 800 mm, For TS IT, RAL 7035 | EC002620 | 5501310 | Rittal |  |  |  | 1.5 | x |  |  | 0.568 | 2021-05-01 | 26.1 | 2 | piece(s) | 4028177678880 | PK |  |  |  | 73269098
5501320 | DK | DK Base mount, D: 1000 mm, For TS IT, RAL 7035 | DK Base mount, D: 1000 mm, For TS IT, RAL 7035 | EC002620 | 5501320 | Rittal |  |  |  | 1.87 | x |  |  | 2.185 | 2021-05-01 | 28.5 | 2 | piece(s) | 4028177678897 | PK |  |  |  | 73269098
5501400 | DK | DK Slide rail, 2 U, D: 150 mm, 30 kg, static | DK Slide rail, 2 U, D: 150 mm, 30 kg, static, For a 482.6 mm (19") attachment level, static installation, for 482.6 mm (19") system punchings | EC002620 | 5501400 | Rittal |  |  |  | 0.682 | x |  |  | 0.765 | 2021-05-01 | 11.4 | 2 | piece(s) | 4028177678958 | PK |  |  |  | 73269098
5501410 | DK | DK Slide rail, 1 U, D: 275 mm, 80 kg, static | DK Slide rail, 1 U, D: 275 mm, 80 kg, static, For two 482.6 mm (19") attachment level (front+rear), distance between levels:: 345 mm, static installation, for 482.6 mm (19") system punchings | EC002620 | 5501410 | Rittal |  |  |  | 0.84 | x |  |  | 0.834 | 2021-05-01 | 21.4 | 2 | piece(s) | 4028177678965 | PK |  |  |  | 73269098
5501420 | DK | DK Slide rail, 1 U, D: 375 mm, 80 kg, static | DK Slide rail, 1 U, D: 375 mm, 80 kg, static, For two 482.6 mm (19") attachment level (front+rear), distance between levels:: 445 mm, static installation, for 482.6 mm (19") system punchings | EC002620 | 5501420 | Rittal |  |  |  | 1.12 | x |  |  | 1.161 | 2021-05-01 | 22.5 | 2 | piece(s) | 4028177678972 | PK |  |  |  | 73269098
5501430 | DK | DK Slide rail, 1 U, D: 475 mm, 80 kg, static | DK Slide rail, 1 U, D: 475 mm, 80 kg, static, For two 482.6 mm (19") attachment level (front+rear), distance between levels:: 545 mm, static installation, for 482.6 mm (19") system punchings | EC002620 | 5501430 | Rittal |  |  |  | 1.286 | x |  |  | 1.283 | 2021-05-01 | 23.8 | 2 | piece(s) | 4028177678989 | PK |  |  |  | 73269098
5501440 | DK | DK Slide rail, 1 U, D: 575 mm, 80 kg, static | DK Slide rail, 1 U, D: 575 mm, 80 kg, static, For two 482.6 mm (19") attachment level (front+rear), distance between levels:: 645 mm, static installation, for 482.6 mm (19") system punchings | EC002620 | 5501440 | Rittal |  |  |  | 1.56 | x |  |  | 1.553 | 2021-05-01 | 24.9 | 2 | piece(s) | 4028177678996 | PK |  |  |  | 73269098
5501450 | DK | DK Slide rail, 1 U, D: 675 mm, 80 kg, static | DK Slide rail, 1 U, D: 675 mm, 80 kg, static, For two 482.6 mm (19") attachment level (front+rear), distance between levels:: 745 mm, static installation, for 482.6 mm (19") system punchings | EC002620 | 5501450 | Rittal |  |  |  | 2 | x |  |  | 1.734 | 2021-05-01 | 26.1 | 2 | piece(s) | 4028177679009 | PK |  |  |  | 73269098
5501460 | DK | DK Slide rail, support surface width: 25 mm, depth-variable, 80 kg | DK Slide rail, support surface width: 25 mm, depth-variable, 80 kg, For two 482.6 mm (19")-mounting angles (front+rear), distance between levels:: 400-600 mm | EC002620 | 5501460 | Rittal |  |  |  | 2.364 | x |  |  | 1.161 | 2021-05-01 | 61.6 | 2 | piece(s) | 4028177679016 | PK |  |  |  | 73269098
5501615 | DK | DK Component shelf, WHD: 482,6x2 Ux250 mm, 25 kg, static | DK Component shelf, WHD: 482,6x2 Ux250 mm, 25 kg, static, distance between levels:, static installation, For 482.6 mm (19") system punchings, RAL 9005 | EC002620 | 5501615 | Rittal | 482.6 | 0 | 250 | 2.5 | x |  |  | 14.823 | 2021-05-01 | 21.4 | 1 | piece(s) | 4028177679054 | PCE |  |  |  | 73269098
5501625 | DK | DK Component shelf, WHD: 482,6x2 Ux400 mm, 25 kg, static | DK Component shelf, WHD: 482,6x2 Ux400 mm, 25 kg, static, distance between levels:, static installation, For 482.6 mm (19") system punchings, RAL 9005 | EC002620 | 5501625 | Rittal | 482.6 | 0 | 400 | 3 | x |  |  | 20.79 | 2021-05-01 | 26.1 | 1 | piece(s) | 4028177679061 | PCE |  |  |  | 73269098
5501635 | DK | Component shelf, for one 482.6 mm (19") mounting level, pull-out, 2 U | DK Component shelf, for one 482.6 mm (19") mounting level, pull-out, 2 U, Pre-configured variant including telescopic slides,, moulded handle, flange and locking pins | EC002620 | 5501635 | Rittal | 0 | 0 | 0 | 3.7 | x |  |  | 21.735 | 2021-05-01 | 85.9 | 1 | piece(s) | 4028177679078 | PCE |  |  |  | 73269098
5501655 | DK | DK Component shelf, WxH: 484 mm x 0,5 U, 50 kg | DK Component shelf, WxH: 484 mm x 0,5 U, 50 kg, distance between levels: 400-600 mm, depth-variable, RAL 9005 | EC002620 | 5501655 | Rittal | 484 |  |  | 6.56 | x |  |  | 9.4 | 2021-05-01 | 45.2 | 1 | piece(s) | 4028177679092 | PCE |  |  |  | 73269098
5501665 | DK | DK Component shelf, WxH: 484 mm x 0,5 U, 50 kg | DK Component shelf, WxH: 484 mm x 0,5 U, 50 kg, distance between levels: 600-900 mm, depth-variable, RAL 9005 | EC002620 | 5501665 | Rittal | 484 |  |  | 4.64 | x |  |  | 20.1 | 2021-05-01 | 56.8 | 1 | piece(s) | 4028177679108 | PCE |  |  |  | 73269098
5501675 | DK | DK Component shelf, WHD: 419x1 Ux500 mm, 50 kg | DK Component shelf, WHD: 419x1 Ux500 mm, 50 kg, distance between levels: 400-600 mm, Pull-out, RAL 9005 | EC002620 | 5501675 | Rittal | 419 |  | 500 | 6.2 | x |  |  | 20.034 | 2021-05-01 | 100.5 | 1 | piece(s) | 4028177679115 | PCE |  |  |  | 73269098
5501685 | DK | DK Component shelf, WHD: 419x1 Ux700 mm, 50 kg | DK Component shelf, WHD: 419x1 Ux700 mm, 50 kg, distance between levels: 600-900 mm, Pull-out, RAL 9005 | EC002620 | 5501685 | Rittal | 419 |  | 700 | 8.5 | x |  |  | 27.195 | 2021-05-01 | 106.5 | 1 | piece(s) | 4028177679122 | PCE |  |  |  | 73269098
5501695 | DK | DK Component shelf, WxH: 484 mm x 1 U, 100 kg | DK Component shelf, WxH: 484 mm x 1 U, 100 kg, distance between levels: 400-600 mm, depth-variable, RAL 9005 | EC002620 | 5501695 | Rittal | 484 |  |  | 5.5 | x |  |  | 14.4 | 2021-05-01 | 53.2 | 1 | piece(s) | 4028177679139 | PCE |  |  |  | 73269098
5501705 | DK | DK Component shelf, WxH: 484 mm x 1 U, 100 kg | DK Component shelf, WxH: 484 mm x 1 U, 100 kg, distance between levels: 600-900 mm, depth-variable, RAL 9005 | EC002620 | 5501705 | Rittal | 484 |  |  | 8.5 | x |  |  | 20.1 | 2021-05-01 | 65.2 | 1 | piece(s) | 4028177679146 | PCE |  |  |  | 73269098
5501715 | DK | DK Component shelf, WHD: 419x1 Ux500 mm, 100 kg | DK Component shelf, WHD: 419x1 Ux500 mm, 100 kg, distance between levels: 400-600 mm, Pull-out, RAL 9005 | EC002620 | 5501715 | Rittal | 419 |  | 500 | 7 | x |  |  | 20.735 | 2021-05-01 | 116 | 1 | piece(s) | 4028177679153 | PCE |  |  |  | 73269098
5501725 | DK | DK Component shelf, WHD: 419x1 Ux700 mm, 100 kg | DK Component shelf, WHD: 419x1 Ux700 mm, 100 kg, distance between levels: 600-900 mm, Pull-out, RAL 9005 | EC002620 | 5501725 | Rittal | 419 |  | 700 | 10.72 | x |  |  | 26.936 | 2021-05-01 | 127.8 | 1 | piece(s) | 4028177679160 | PCE |  |  |  | 73269098
5501730 | DK | DK Handles, For pull-out component shelves, Spray-finished, silver-grey | DK Handles, For pull-out component shelves, Spray-finished, silver-grey | EC002626 | 5501730 | Rittal |  |  |  | 0.206 | x |  |  | 0.078 | 2021-05-01 | 7.82 | 2 | piece(s) | 4028177693814 | PK |  |  |  | 83024110
5501895 | DK | Cover, magnetic, For covering the front system punchings, numerical labelling | DK Cover, magnetic, For covering the front system punchings, with numerical labelling of the height units, Length: 5 m | EC002617 | 5501895 | Rittal | 15 |  |  | 0.267 | x |  |  | 1.777 | 2021-05-01 | 14.2 | 1 | piece(s) | 4028177682405 | PCE |  |  |  | 84841000
5501900 | DK | DK 19"-Small components mountingbox, 4 HE | DK 19"-Small components box, shielded, 4 U, for one pair of 482.6 mm (19") mounting angles, Sheet steel | EC002713 | 5501900 | Rittal | 427 | 170 | 400 | 9.85 | x |  |  | 37.313 | 2021-05-01 | 127.8 | 1 | piece(s) | 4028177806337 | PCE |  |  |  | 94032080
5502010 | DK | DK Fan mounting plate, WHD: 200x59x550 mm, max. 3 fans, For TS IT, RAL 7035 | DK Fan mounting plate, WHD: 200x59x550 mm, max. 3 fans, For TS IT, RAL 7035 | EC000331 | 5502010 | Rittal | 200 | 59 | 550 | 3.503 | x |  |  | 10.248 | 2021-05-01 | 101.9 | 1 | piece(s) | 4028177679245 | PCE |  |  |  | 84149000
5502020 | DK | DK Fan mounting plate, WHD: 340x59x550 mm, max. 6 fans, For TS IT, RAL 7035 | DK Fan mounting plate, WHD: 340x59x550 mm, max. 6 fans, For TS IT, RAL 7035 | EC000331 | 5502020 | Rittal | 340 | 54 | 550 | 4.67 | x |  |  | 14.747 | 2021-05-01 | 137.3 | 1 | piece(s) | 4028177679252 | PCE |  |  |  | 84149000
5502110 | DK | 482.6 mm (19") installation aid | 19" installation aid, max. load capacity 150 N | EC002620 | 5502110 | Rittal |  |  |  | 0.84 | x |  |  | 1.65 | 2021-05-01 | 124.9 | 1 | piece(s) | 4028177938007 | PCE |  |  |  | 76042990
5502115 | DK | DK Cable finger for TS-IT, 6 U, RAL 9005 | DK Cable finger for TS-IT, 6 U, RAL 9005 | EC000012 | 5502115 | Rittal |  |  |  | 0.924 | x |  |  | 0.332 | 2021-05-01 | 35.6 | 14 | piece(s) | 4028177679290 | PK |  |  |  | 73269098
5502155 | DK | DK Nylon tape supports, L: 400 mm, RAL 9005 | DK Nylon tape supports, L: 400 mm, RAL 9005 | EC002625 | 5502155 | Rittal |  |  |  | 0.12 | x |  |  | 0.068 | 2021-05-01 | 22.5 | 10 | piece(s) | 4028177681217 | PK |  |  |  | 73269098
5502205 | DK | DK Cable management panel, 1 U, with steel rings | DK Cable management panel, 1 U, with steel rings | EC000322 | 5502205 | Rittal | 0 |  |  | 0.763 | x |  |  | 2.646 | 2021-05-01 | 21.8 | 1 | piece(s) | 4028177679320 | PCE |  |  |  | 94039010
5502225 | DK | DK Cable management panel, 1 U, with cable routing bars | DK Cable management panel, 1 U, with cable routing bars | EC002624 | 5502225 | Rittal | 0 |  |  | 0.632 | x |  |  | 4.074 | 2021-05-01 | 35.3 | 1 | piece(s) | 4028177679337 | PCE |  |  |  | 73269098
5502235 | DK | DK Cable management panel, 2 U, with front flap | DK Cable management panel, 2 U, with front flap | EC000322 | 5502235 | Rittal | 0 |  | 0 | 1.762 | x |  |  | 5.88 | 2021-05-01 | 41.3 | 1 | piece(s) | 4028177679344 | PCE |  |  |  | 73269098
5502245 | DK | DK Cable routing channel, WHD: 482.6 mm (19")x1 Ux85 mm, RAL 9005 | DK Cable routing channel, WHD: 482.6 mm (19")x1 Ux85 mm, RAL 9005 | EC000322 | 5502245 | Rittal | 482.6 |  | 85 | 1.033 | x |  |  | 3.713 | 2021-05-01 | 22.3 | 1 | piece(s) | 4028177679351 | PCE |  |  |  | 73269098
5502305 | DK | DK Drawer, 2 U, For a 482.6 mm (19") attachment level | DK Drawer, 2 U, For a 482.6 mm (19") attachment level, Installation depth: 427 mm, RAL 9005 | EC002620 | 5502305 | Rittal | 0 |  |  | 6.743 | x |  |  | 28.2 | 2021-05-01 | 106.2 | 1 | piece(s) | 4028177679382 | PCE |  |  |  | 73269098
5502325 | DK | DK Drawer, 3 U, For a 482.6 mm (19") attachment level | DK Drawer, 3 U, For a 482.6 mm (19") attachment level, Installation depth: 427 mm, RAL 9005 | EC002620 | 5502325 | Rittal | 0 |  |  | 8.19 | x |  |  | 36.8 | 2021-05-01 | 113.3 | 1 | piece(s) | 4028177679399 | PCE |  |  |  | 73269098
5502405 | DK | DK Cable manager, RAL 9005 | DK Cable manager, RAL 9005 | EC002624 | 5502405 | Rittal |  |  |  | 1.18 | x |  |  | 0.225 | 2021-05-01 | 46.3 | 20 | piece(s) | 4028177679405 | PK |  |  |  | 73269098
5502530 | DK | DK Gland plate Set, WxD: 800x800 mm, For TS IT, solid, multi-piece | DK Gland plate Set, WxD: 800x800 mm, For TS IT, solid, multi-piece | EC002620 | 5502530 | Rittal |  |  |  | 6.69 | x |  |  | 5.913 | 2021-05-01 | 28.5 | 1 | piece(s) | 4028177682627 | PCE |  |  |  | 73269098
5502550 | DK | DK Gland plate Set, WxD: 800x1000 mm, For TS IT, solid, multi-piece | DK Gland plate Set, WxD: 800x1000 mm, For TS IT, solid, multi-piece | EC002620 | 5502550 | Rittal |  |  |  | 8.425 | x |  |  | 7.884 | 2021-05-01 | 35.6 | 1 | piece(s) | 4028177682498 | PCE |  |  |  | 73269098
5820600 | SE | Free-standing enclosure system, 600x1800x300 mm, Sheet Steel, mounting plate | VX SE Free-standing enclosure system, WHD: 600x1800x300 mm, Sheet Steel, with mounting plate, single door at the front | EC000261 | 5820600 | Rittal | 600 | 1800 | 300 | 97 | 499 x 1696 | 499 | 1696 | 956.48 | 2021-05-01 | 400 | 1 | piece(s) | 4028177959248 | PCE |  |  |  | 94032080
5821600 | SE | Free-standing enclosure system, 600x2000x300 mm, Sheet Steel, mounting plate | VX SE Free-standing enclosure system, WHD: 600x2000x300 mm, Sheet Steel, with mounting plate, single door at the front | EC000261 | 5821600 | Rittal | 600 | 2000 | 300 | 104 | 499 x 1896 | 499 | 1896 | 1054.08 | 2021-05-01 | 422 | 1 | piece(s) | 4028177959255 | PCE |  |  |  | 94032080
5822600 | SE | Free-standing enclosure system, 800x1800x300 mm, Sheet Steel, mounting plate | VX SE Free-standing enclosure system, WHD: 800x1800x300 mm, Sheet Steel, with mounting plate, single door at the front | EC000261 | 5822600 | Rittal | 800 | 1800 | 300 | 118 | 699 x 1696 | 699 | 1696 | 1270.08 | 2021-05-01 | 447 | 1 | piece(s) | 4028177959262 | PCE |  |  |  | 94032080
5823600 | SE | Free-standing enclosure system, 800x2000x300 mm, Sheet Steel, mounting plate | VX SE Free-standing enclosure system, WHD: 800x2000x300 mm, Sheet Steel, with mounting plate, single door at the front | EC000261 | 5823600 | Rittal | 800 | 2000 | 300 | 129 | 699 x 1896 | 699 | 1896 | 1399.68 | 2021-05-01 | 469 | 1 | piece(s) | 4028177959279 | PCE |  |  |  | 94032080
5824600 | SE | Free-standing enclosure system, 1200x1800x300 mm, Sheet Steel, mounting plate | VX SE Free-standing enclosure system, WHD: 1200x1800x300 mm, Sheet Steel, with mounting plate, double door at the front | EC000261 | 5824600 | Rittal | 1200 | 1800 | 300 | 169 | 1099 x 1696 | 1099 | 1696 | 1920.996 | 2021-05-01 | 589 | 1 | piece(s) | 4028177959286 | PCE |  |  |  | 94032080
5825600 | SE | Free-standing enclosure system, 1200x2000x300 mm, Sheet Steel, mounting plate | VX SE Free-standing enclosure system, WHD: 1200x2000x300 mm, Sheet Steel, with mounting plate, double door at the front | EC000261 | 5825600 | Rittal | 1200 | 2000 | 300 | 185 | 1099 x 1896 | 1099 | 1896 | 2090.88 | 2021-05-01 | 673 | 1 | piece(s) | 4028177959293 | PCE |  |  |  | 94032080
5830600 | SE | Free-standing enclosure system, 600x1800x400 mm, Sheet steel, mounting plate | VX SE Free-standing enclosure system, WHD: 600x1800x400 mm, Sheet steel, with mounting plate, single door at the front | EC000261 | 5830600 | Rittal | 600 | 1800 | 400 | 97.4 | 499 x 1696 | 499 | 1696 | 461.55 | 2021-05-01 | 422 | 1 | piece(s) | 4028177959156 | PCE |  |  |  | 94032080
5830680 | SE | Free-standing enclosure system, 600x1800x400 mm, Sheet steel, IP66/NEMA 4 | VX SE Free-standing enclosure system, WHD: 600x1800x400 mm, Sheet steel, IP66 / NEMA 4, with mounting plate, single door at the front | EC000261 | 5830680 | Rittal | 600 | 1800 | 400 | 104 | 499 x 1696 | 499 | 1696 | 473.928 | 2021-05-01 | 544 | 1 | piece(s) | 4028177959323 | PCE |  |  |  | 94032080
5831600 | SE | Free-standing enclosure system, 800x1800x400 mm, Sheet steel, mounting plate | VX SE Free-standing enclosure system, WHD: 800x1800x400 mm, Sheet steel, with mounting plate, single door at the front | EC000261 | 5831600 | Rittal | 800 | 1800 | 400 | 117 | 699 x 1696 | 699 | 1696 | 615.4 | 2021-05-01 | 469 | 1 | piece(s) | 4028177959125 | PCE |  |  |  | 94032080
5831680 | SE | Free-standing enclosure system, 800x1800x400 mm, Sheet steel, mounting plate | VX SE Free-standing enclosure system, WHD: 800x1800x400 mm, Sheet steel, with mounting plate, single door at the front | EC000261 | 5831680 | Rittal | 800 | 1800 | 400 | 125 | 699 x 1696 | 699 | 1696 | 626.08 | 2021-05-01 | 589 | 1 | piece(s) | 4028177959309 | PCE |  |  |  | 94032080
5832600 | SE | Free-standing enclosure system, 800x2000x400 mm, Sheet steel, mounting plate | VX SE Free-standing enclosure system, WHD: 800x2000x400 mm, Sheet steel, with mounting plate, single door at the front | EC000261 | 5832600 | Rittal | 800 | 2000 | 400 | 128 | 699 x 1896 | 699 | 1896 | 683.4 | 2021-05-01 | 491 | 1 | piece(s) | 4028177959200 | PCE |  |  |  | 94032080
5833600 | SE | Free-standing enclosure system, 800x2000x500 mm, Sheet steel, mounting plate | VX SE Free-standing enclosure system, WHD: 800x2000x500 mm, Sheet steel, with mounting plate, single door at the front | EC000261 | 5833600 | Rittal | 800 | 2000 | 500 | 136 | 699 x 1896 | 699 | 1896 | 852.24 | 2021-05-01 | 518 | 1 | piece(s) | 4028177959217 | PCE |  |  |  | 94032080
5834600 | SE | Free-standing enclosure system, 800x2000x600 mm, Sheet steel, mounting plate | VX SE Free-standing enclosure system, WHD: 800x2000x600 mm, Sheet steel, with mounting plate, single door at the front | EC000261 | 5834600 | Rittal | 800 | 2000 | 600 | 142 | 699 x 1896 | 699 | 1896 | 1005 | 2021-05-01 | 535 | 1 | piece(s) | 4028177959224 | PCE |  |  |  | 94032080
5834680 | SE | Free-standing enclosure system, 800x2000x600 mm, Sheet steel, IP66/NEMA 4 | VX SE Free-standing enclosure system, WHD: 800x2000x600 mm, Sheet steel, IP66 / NEMA 4, with mounting plate, single door at the front | EC000261 | 5834680 | Rittal | 800 | 2000 | 600 | 152 | 699 x 1896 | 699 | 1896 | 892.08 | 2021-05-01 | 654 | 1 | piece(s) | 4028177959316 | PCE |  |  |  | 94032080
5840600 | SE | Free-standing enclosure system, 1000x1800x400 mm, Sheet steel, mounting plate | VX SE Free-standing enclosure system, WHD: 1000x1800x400 mm, Sheet steel, with mounting plate, double door at the front | EC000261 | 5840600 | Rittal | 1000 | 1800 | 400 | 144 | 899 x 1696 | 899 | 1696 | 769.25 | 2021-05-01 | 588 | 1 | piece(s) | 4028177959149 | PCE |  |  |  | 94032080
5841600 | SE | Free-standing enclosure system, 1200x1800x400 mm, Sheet steel, mounting plate | VX SE Free-standing enclosure system, WHD: 1200x1800x400 mm, Sheet steel, with mounting plate, double door at the front | EC000261 | 5841600 | Rittal | 1200 | 1800 | 400 | 173 | 1099 x 1696 | 1099 | 1696 | 979.2 | 2021-05-01 | 611 | 1 | piece(s) | 4028177959132 | PCE |  |  |  | 94032080
5842600 | SE | Free-standing enclosure system, 1600x1800x400 mm, Sheet steel, mounting plate | VX SE Free-standing enclosure system, WHD: 1600x1800x400 mm, Sheet steel, with mounting plate, double door at the front | EC000261 | 5842600 | Rittal | 1600 | 1800 | 400 | 232 | 1499 x 1696 | 1499 | 1696 | 1381.38 | 2021-05-01 | 794 | 1 | piece(s) | 4028177959163 | PCE |  |  |  | 94032080
5843600 | SE | Free-standing enclosure system, 1200x2000x400 mm, Sheet steel, mounting plate | VX SE Free-standing enclosure system, WHD: 1200x2000x400 mm, Sheet steel, with mounting plate, double door at the front | EC000261 | 5843600 | Rittal | 1200 | 2000 | 400 | 187 | 1099 x 1896 | 1099 | 1896 | 1081.2 | 2021-05-01 | 694 | 1 | piece(s) | 4028177959194 | PCE |  |  |  | 94032080
5844600 | SE | Free-standing enclosure system, 1200x2000x500 mm, Sheet steel, mounting plate | VX SE Free-standing enclosure system, WHD: 1200x2000x500 mm, Sheet steel, with mounting plate, double door at the front | EC000261 | 5844600 | Rittal | 1200 | 2000 | 500 | 195 | 1099 x 1896 | 1099 | 1896 | 1335.6 | 2021-05-01 | 714 | 1 | piece(s) | 4028177959187 | PCE |  |  |  | 94032080
5845600 | SE | Free-standing enclosure system, 1200x2000x600 mm, Sheet steel, mounting plate | VX SE Free-standing enclosure system, WHD: 1200x2000x600 mm, Sheet steel, with mounting plate, double door at the front | EC000261 | 5845600 | Rittal | 1200 | 2000 | 600 | 206 | 1099 x 1896 | 1099 | 1896 | 1630.409 | 2021-05-01 | 733 | 1 | piece(s) | 4028177959231 | PCE |  |  |  | 94032080
5846600 | SE | Free-standing enclosure system, 1800x2000x500 mm, Sheet steel, mounting plate | VX SE Free-standing enclosure system, WHD: 1800x2000x500 mm, Sheet steel, with mounting plate, double door at the front | EC000261 | 5846600 | Rittal | 1800 | 2000 | 500 | 282 | 1699 x 1896 | 1699 | 1896 | 2122.848 | 2021-05-01 | 1023 | 1 | piece(s) | 4028177959170 | PCE |  |  |  | 94032080
5850600 | SE | Free-standing enclosure system, 600x1600x400 mm, Stainless Steel, mounting plate | VX SE Free-standing enclosure system, WHD: 600x1600x400 mm, Stainless Steel, 1.4301, with mounting plate, single door at the front | EC000261 | 5850600 | Rittal | 600 | 1600 | 400 | 91.5 | 499 x 1496 | 499 | 1496 | 0 | 2021-05-01 | 1538 | 1 | piece(s) | 4028177959361 | PCE |  |  |  | 94032080
5850680 | SE | Free-standing enclosure system, 600x1600x400 mm, Stainless Steel, IP 66/NEMA 4X | VX SE Free-standing enclosure system, 600x1600x400 mm, Stainless Steel, 1.4301 / IP 66 / NEMA 4X, with mounting plate, single door at the front | EC000261 | 5850680 | Rittal | 600 | 1600 | 400 | 103.4 | 499 x 1496 | 499 | 1496 | 417.96 | 2021-05-01 | 2147 | 1 | piece(s) | 4028177959415 | PCE |  |  |  | 94032080
5851600 | SE | Free-standing enclosure system, 600x1800x500 mm, Stainless Steel, mounting plate | VX SE Free-standing enclosure system, WHD: 600x1800x500 mm, Stainless Steel, 1.4301, with mounting plate, single door at the front | EC000261 | 5851600 | Rittal | 600 | 1800 | 500 | 104 | 499 x 1696 | 499 | 1696 | 585.173 | 2021-05-01 | 1610 | 1 | piece(s) | 4028177959378 | PCE |  |  |  | 94032080
5852600 | SE | Free-standing enclosure system, 800x1800x500 mm, Stainless Steel, mounting plate | VX SE Free-standing enclosure system, WHD: 800x1800x500 mm, Stainless Steel, 1.4301, with mounting plate, single door at the front | EC000261 | 5852600 | Rittal | 800 | 1800 | 500 | 125 | 699 x 1696 | 699 | 1696 | 785.619 | 2021-05-01 | 1846 | 1 | piece(s) | 4028177959354 | PCE |  |  |  | 94032080
5852680 | SE | Free-standing enclosure system, 800x1800x500 mm, Stainless Steel, mounting plate | VX SE Free-standing enclosure system, WHD: 800x1800x500 mm, Stainless Steel, 1.4301, with mounting plate, single door at the front | EC000261 | 5852680 | Rittal | 800 | 1800 | 500 | 132 | 699 x 1696 | 699 | 1696 | 0 | 2021-05-01 | 2455 | 1 | piece(s) | 4028177959408 | PCE |  |  |  | 94032080
5853600 | SE | Free-standing enclosure system, 800x2000x600 mm, Stainless Steel, mounting plate | VX SE Free-standing enclosure system, WHD: 800x2000x600 mm, Stainless Steel, 1.4301, with mounting plate, single door at the front | EC000261 | 5853600 | Rittal | 800 | 2000 | 600 | 144 | 699 x 1896 | 699 | 1896 | 1028.255 | 2021-05-01 | 2199 | 1 | piece(s) | 4028177959385 | PCE |  |  |  | 94032080
5853680 | SE | Free-standing enclosure system, 800x2000x600 mm, Stainless Steel, IP 66/NEMA 4X | VX SE Free-standing enclosure system, WHD: 800x2000x600 mm, Stainless Steel, 1.4301 / IP 66 / NEMA 4X, with mounting plate, single door at the front | EC000261 | 5853680 | Rittal | 800 | 2000 | 600 | 152 | 699 x 1896 | 699 | 1896 | 1011.84 | 2021-05-01 | 2809 | 1 | piece(s) | 4028177959392 | PCE |  |  |  | 94032080
5854600 | SE | Free-standing enclosure system, 1000x1800x400 mm, Stainless Steel,mounting plate | VX SE Free-standing enclosure system, WHD: 1000x1800x400 mm, Stainless Steel, 1.4301, with mounting plate, single door at the front | EC000261 | 5854600 | Rittal | 1000 | 1800 | 400 | 140 | 899 x 1696 | 899 | 1696 | 774 | 2021-05-01 | 2079 | 1 | piece(s) | 4028177959330 | PCE |  |  |  | 94032080
5855600 | SE | Free-standing enclosure system, 1200x2000x500 mm, Stainless Steel,mounting plate | VX SE Free-standing enclosure system, WHD: 1200x2000x500 mm, Stainless Steel, 1.4301, with mounting plate, single door at the front | EC000261 | 5855600 | Rittal | 1200 | 2000 | 500 | 196 | 1099 x 1896 | 1099 | 1896 | 1373.76 | 2021-05-01 | 2858 | 1 | piece(s) | 4028177959347 | PCE |  |  |  | 94032080
6002000 | CP | CP Drawer 482.6 mm (19")/2 U, for keyboard and mouse | CP Drawer 482.6 mm (19")/2 U, for keyboard and mouse | EC002620 | 6002000 | Rittal | 482.6 |  | 150 | 2.8 | x |  |  | 20.58 | 2021-05-01 | 133.2 | 1 | piece(s) | 4028177150072 | PCE |  |  |  | 76169990
6002130 | SM | SM Keyboard, pull-out, with integrated trackball, German | SM Keyboard, pull-out, with integrated trackball, German | EC001692 | 6002130 | Rittal |  |  |  | 4.92 | x |  |  | 21.375 | 2021-05-01 | 506 | 1 | piece(s) | 4028177682122 | PCE |  |  |  | 84716060
6003000 | CP | CP Drawer for keyboard and mouse, with mousepad support, 19"/3.5 U | CP Drawer for keyboard and mouse, with mousepad support, 19"/3.5 U | EC002620 | 6003000 | Rittal | 482.6 |  | 261 | 10.7 | x |  |  | 28.178 | 2021-05-01 | 239.6 | 1 | piece(s) | 4028177185272 | PCE |  |  |  | 85389099
6005500 | CP | CP Frame connector, adjustable, for Comfort-Panel | CP Frame connector, adjustable, for Comfort-Panel | EC002504 | 6005500 | Rittal |  |  |  | 0.72 | x |  |  | 0.985 | 2021-05-01 | 51.5 | 1 | piece(s) | 4028177490116 | PCE |  |  |  | 79070000
6013000 | CP | Clipboard | CP Clipboard | EC000317 | 6013000 | Rittal | 225 | 315 | 0 | 0.94 | x |  |  | 3.871 | 2021-05-01 | 28.3 | 1 | piece(s) | 4028177118218 | PCE |  |  |  | 39269097
6013100 | CP | CP Display board, A4, with wallhalter | CP Display board, A4, with wallhalter | EC000317 | 6013100 | Rittal |  |  |  | 0.88 | x |  |  | 4.19 | 2021-05-01 | 63.7 | 1 | piece(s) | 4028177449329 | PCE |  |  |  | 39269097
6016200 | CP | CP Enclosure connectors, adjustable | CP Enclosure connectors, adjustable | EC002622 | 6016200 | Rittal |  |  |  | 1.854 | x |  |  | 1.097 | 2021-05-01 | 66.1 | 2 | piece(s) | 4028177319509 | PK |  |  |  | 79070000
6027010 | CP | CP Front panel, for Comfort-Panel and Optipanel, WD: 482.6x155 mm, aluminum | CP Front panel, for Comfort-Panel and Optipanel, WD: 482.6x155 mm, aluminum, with threaded bolts M5 | EC000456 | 6027010 | Rittal | 482.6 | 155 | 0 | 1.08 | x |  |  | 5.796 | 2021-05-01 | 31.7 | 1 | piece(s) | 4028177410565 | PCE |  |  |  | 76169990
6028010 | CP | CP Front panel, for Comfort-Panel and Optipanel, WD: 482.6x310.3 mm, aluminum | CP Front panel, for Comfort-Panel and Optipanel, WD: 482.6x310.3 mm, aluminum, with threaded bolts M5 | EC000456 | 6028010 | Rittal | 482.6 | 310.3 | 0 | 1.88 | x |  |  | 9.254 | 2021-05-01 | 46.7 | 1 | piece(s) | 4028177410572 | PCE |  |  |  | 76169990
6028014 | CP | CP Front panel, for Comfort-Panel and Optipanel, WD: 520x400 mm, aluminum | CP Front panel, for Comfort-Panel and Optipanel, WD: 520x400 mm, aluminum, with threaded bolts M5 | EC000456 | 6028014 | Rittal | 520 | 400 | 0 | 2.62 | x |  |  | 12.691 | 2021-05-01 | 47.8 | 1 | piece(s) | 4028177663299 | PCE |  |  |  | 76169990
6028015 | CP | CP Front panel, for Comfort-Panel and Optipanel, WD: 520x500 mm, aluminum | CP Front panel, for Comfort-Panel and Optipanel, WD: 520x500 mm, aluminum, with threaded bolts M5 | EC000456 | 6028015 | Rittal | 520 | 500 | 0 | 3.16 | x |  |  | 13.57 | 2021-05-01 | 59.3 | 1 | piece(s) | 4028177663305 | PCE |  |  |  | 76169990
6028016 | CP | CP Front panel, for Comfort-Panel and Optipanel, WD: 520x600 mm, aluminum | CP Front panel, for Comfort-Panel and Optipanel, WD: 520x600 mm, aluminum, with threaded bolts M5 | EC000456 | 6028016 | Rittal | 520 | 600 | 0 | 3.8 | x |  |  | 15.93 | 2021-05-01 | 64.7 | 1 | piece(s) | 4028177663312 | PCE |  |  |  | 76169990
6028500 | CP | CP Front panel, for Compact-Panel, WD: 178x200 mm, aluminum | CP Front panel, for Compact-Panel, WD: 178x200 mm, aluminum | EC000456 | 6028500 | Rittal | 178 | 200 | 0 | 0.44 | x |  |  | 1.499 | 2021-05-01 | 8.95 | 1 | piece(s) | 4028177382732 | PCE |  |  |  | 76169990
6028510 | CP | CP Front panel, for Compact-Panel, WD: 178x350 mm, aluminum | CP Front panel, for Compact-Panel, WD: 178x350 mm, aluminum | EC000456 | 6028510 | Rittal | 178 | 350 | 0 | 0.64 | x |  |  | 1.053 | 2021-05-01 | 11.9 | 1 | piece(s) | 4028177382749 | PCE |  |  |  | 76169990
6028530 | CP | CP Front panel, for Compact-Panel, WD: 252x200 mm, aluminum | CP Front panel, for Compact-Panel, WD: 252x200 mm, aluminum | EC000456 | 6028530 | Rittal | 252 | 200 | 0 | 0.54 | x |  |  | 1.053 | 2021-05-01 | 10.34 | 1 | piece(s) | 4028177382763 | PCE |  |  |  | 76169990
6028540 | CP | CP Front panel, for Compact-Panel, WD: 252x350 mm, aluminum | CP Front panel, for Compact-Panel, WD: 252x350 mm, aluminum | EC000456 | 6028540 | Rittal | 252 | 350 | 0 | 0.82 | x |  |  | 1.053 | 2021-05-01 | 15.4 | 1 | piece(s) | 4028177382770 | PCE |  |  |  | 76169990
6052000 | CP | CP Cable clamping bracket, for command panel | CP Cable clamping bracket, for command panel, with support arm connection Ø130 mm or 120x65 mm | EC000322 | 6052000 | Rittal |  |  |  | 0.153 | x |  |  | 0.234 | 2021-05-01 | 7.85 | 1 | piece(s) | 4028177188273 | PCE |  |  |  | 73269098
6052500 | CP | CP Cable gland module, for support arm connection Ø 130 mm | CP Cable gland module, for support arm connection Ø 130 mm | EC000879 | 6052500 | Rittal |  |  |  | 0.34 | x |  |  | 1.372 | 2021-05-01 | 21 | 1 | piece(s) | 4028177305786 | PCE |  |  |  | 73269098
6053000 | CP | CP Mounting kit, for Optipanel, for drilled holes, Thread M5 | CP Mounting kit, for Optipanel, for drilled holes, Thread M5 | EC002625 | 6053000 | Rittal |  |  |  | 0.54 | x |  |  | 0.129 | 2021-05-01 | 19.4 | 30 | piece(s) | 4028177118911 | PK |  |  |  | 79070000
6053210 | CP | CP Mounting kit, for Optipanel, for screw clamp | CP Mounting kit, for Optipanel, for screw clamp | EC002625 | 6053210 | Rittal |  |  |  | 0.068 | x |  |  | 0.012 | 2021-05-01 | 10.34 | 4 | piece(s) | 4028177416413 | PK |  |  |  | 73269098
6053300 | CP | CP Mounting kit, for Comfort-Panel, for screw clamp | CP Mounting kit, for Comfort-Panel, for screw clamp | EC002625 | 6053300 | Rittal |  |  |  | 0.285 | x |  |  | 0.157 | 2021-05-01 | 11.2 | 1 | piece(s) | 4028177486942 | PCE |  |  |  | 79070000
6053500 | CP | CP Mounting kit, for Optipanel, for threaded bolts, Thread M5 | CP Mounting kit, for Optipanel, for threaded bolts, Thread M5 | EC002625 | 6053500 | Rittal |  |  |  | 0.14 | x |  |  | 0.014 | 2021-05-01 | 23.9 | 10 | piece(s) | 4028177163669 | PK |  |  |  | 79070000
6053800 | CP | CP Mounting kit, for Comfort-Panel, for drilled holes/bolts/ | CP Mounting kit, for Comfort-Panel, for drilled holes/bolts/, Front panel mounting from the rear, thread M5 | EC002625 | 6053800 | Rittal |  |  |  | 0.44 | x |  |  | 0.019 | 2021-05-01 | 21.6 | 20 | piece(s) | 4028177486911 | PK |  |  |  | 79070000
6058000 | CP | CP Mounting kit, for Optipanel, for drilled holes, Thread M4 | CP Mounting kit, for Optipanel, for drilled holes, Thread M4 | EC002625 | 6058000 | Rittal |  |  |  | 0.48 | x |  |  | 0.012 | 2021-05-01 | 19.4 | 30 | piece(s) | 4028177119017 | PK |  |  |  | 79070000
6058500 | CP | CP Mounting kit, for Optipanel, for threaded bolts, Thread M4 | CP Mounting kit, for Optipanel, for threaded bolts, Thread M4 | EC002625 | 6058500 | Rittal |  |  |  | 0.15 | x |  |  | 0.062 | 2021-05-01 | 23.9 | 10 | piece(s) | 4028177163676 | PK |  |  |  | 79070000
6106100 | CP | CP Pedestal base plate modular, small, CP 60, WHD: 400x108x400 mm | CP Pedestal base plate modular, small, CP 60, WHD: 400x108x400 mm | EC002535 | 6106100 | Rittal | 400 | 108 | 400 | 6 | x |  |  | 21.672 | 2021-05-01 | 71.4 | 1 | piece(s) | 4028177698413 | PCE |  |  |  | 73269098
6106110 | CP | CP Enclosure reinforcement, rigid, CP 60, from enclosure dimensions: 300x150 mm | CP Enclosure reinforcement, rigid, CP 60, from enclosure dimensions: 300x150 mm | EC002535 | 6106110 | Rittal | 0 | 0 | 0 | 0.9 | x |  |  | 1.938 | 2021-05-01 | 23.9 | 1 | piece(s) | 4028177698420 | PCE |  |  |  | 73269098
6106200 | CP | CP Pedestal base plate modular, large, CP 60, WHD: 490x100x600 mm | CP Pedestal base plate modular, large, CP 60, WHD: 490x100x600 mm | EC002535 | 6106200 | Rittal | 490 | 100 | 600 | 13.2 | x |  |  | 38.189 | 2021-05-01 | 140.5 | 1 | piece(s) | 4028177698437 | PCE |  |  |  | 73269098
6106300 | CP | CP Pedestal, complete for operating housing, CP 60, WHD: 600x1093x660 mm | CP Pedestal, complete for operating housing, CP 60, WHD: 600x1093x660 mm | EC002534 | 6106300 | Rittal | 600 | 1093 | 660 | 29 | x |  |  | 99.789 | 2021-05-01 | 363 | 1 | piece(s) | 4028177698444 | PCE |  |  |  | 73269098
6106400 | CP | CP Pedestal base plate modular, large, CP 60/120, WHD: 600x205x550 mm | CP Pedestal base plate modular, large, CP 60/120, WHD: 600x205x550 mm | EC002535 | 6106400 | Rittal | 600 | 205 | 650 | 13.42 | x |  |  | 37.752 | 2021-05-01 | 306 | 1 | piece(s) | 4028177698451 | PCE |  |  |  | 73269098
6106500 | CP | CP Pedestal, open, CP 60, WHD: 400x1095x400 mm | CP Pedestal, open, CP 60, WHD: 400x1095x400 mm | EC002534 | 6106500 | Rittal |  | 1095 |  | 24 | x |  |  | 206.4 | 2021-05-01 | 186.4 | 1 | piece(s) | 4028177698468 | PCE |  |  |  | 73269098
6107000 | CP | Corner handle | CP Corner handle | EC002626 | 6107000 | Rittal |  |  |  | 1.13 | x |  |  | 2.289 | 2021-05-01 | 51 | 2 | piece(s) | 4028177229662 | PK |  |  |  | 79070000
6107100 | CP | CP U handle, for front panel ? 7 HE | CP U handle, for front panel ? 7 HE | EC002626 | 6107100 | Rittal |  |  |  | 0.499 | x |  |  | 1.225 | 2021-05-01 | 24.9 | 1 | piece(s) | 4028177229679 | PCE |  |  |  | 79070000
6107200 | CP | CP U handle, for front panel 482,6 mm | CP U handle, for front panel 482,6 mm | EC002626 | 6107200 | Rittal |  |  |  | 0.592 | x |  |  | 2.086 | 2021-05-01 | 27.2 | 1 | piece(s) | 4028177229686 | PCE |  |  |  | 79070000
6108000 | CP | CP Spring nut, for thread M5 | CP Spring nut, for thread M5 | EC002358 | 6108000 | Rittal |  |  |  | 0.1 | x |  |  | 0.007 | 2021-05-01 | 20.6 | 50 | piece(s) | 4028177233690 | PK |  |  |  | 73181692
6112500 | CP | CP Pillar, small, CP 120, WHD: 500x1150x500 mm | CP Pillar, small, CP 120, WHD: 500x1150x500 mm | EC002534 | 6112500 | Rittal |  | 1159 |  | 34.5 | x |  |  | 326.592 | 2021-05-01 | 208.8 | 1 | piece(s) | 4028177698475 | PCE |  |  |  | 73269098
6141200 | IW | IW Industrial workstation, pedestal, complete, WHD: 600x946x660 mm | IW Industrial workstation, pedestal, complete, WHD: 600x946x660 mm, for IW worktops | EC002534 | 6141200 | Rittal | 600 | 946 | 660 | 33.65 | x |  |  | 111 | 2021-05-01 | 452 | 1 | piece(s) | 4028177305762 | PCE |  |  |  | 94039010
6143310 | CP | CP Enclosure reinforcement, for CP 40, stainless steel, 1.4301 | CP Enclosure reinforcement, for CP 40, stainless steel, 1.4301 | EC002535 | 6143310 | Rittal |  |  |  | 0.9 | x |  |  | 1.609 | 2021-05-01 | 46.8 | 1 | piece(s) | 4028177305748 | PCE |  |  |  | 83024900
6146100 | CP | CP Pedestal base plate modular, CP 40, steel | CP Pedestal base plate modular, CP 40, steel | EC002535 | 6146100 | Rittal | 400 | 10 | 400 | 14.4 | x |  |  | 23.994 | 2021-05-01 | 71.8 | 1 | piece(s) | 4028177384552 | PCE |  |  |  | 73269098
6146200 | CP | CP Support section, height-adjustable, CP 40, steel | CP Support section, height-adjustable, CP 40, steel | EC002535 | 6146200 | Rittal |  |  |  | 3 | x |  |  | 8.932 | 2021-05-01 | 64.4 | 1 | piece(s) | 4028177384569 | PCE |  |  |  | 76169990
6146300 | CP | CP Tilt adjustment CP 40, steel | CP Tilt adjustment CP 40, steel | EC000884 | 6146300 | Rittal |  |  |  | 0.65 | x |  |  | 0.864 | 2021-05-01 | 53.7 | 1 | piece(s) | 4028177384576 | PCE |  |  |  | 73269098
6147000 | CP | Base mounting bracket for cast feet | CP Base mounting bracket for cast feet | EC002535 | 6147000 | Rittal |  |  |  | 0.652 | x |  |  | 0.05 | 2021-05-01 | 11.4 | 4 | piece(s) | 4028177205987 | PK |  |  |  | 73269098
6148000 | CP | CP Twin castors, je 2 with/without lock, static load per castor 75 kg | CP Twin castors, je 2 with/without lock, static load per castor 75 kg | EC002621 | 6148000 | Rittal | 0 | 0 | 0 | 1.315 | x |  |  | 4.208 | 2021-05-01 | 71.1 | 1 | piece(s) | 4028177206007 | PCE |  |  |  | 83024900
6205100 | CP | CP Mounting bracket, for interior installation, for Comfort Panel and Optipanel | CP Mounting bracket, for interior installation, for Comfort Panel and Optipanel | EC002620 | 6205100 | Rittal |  |  |  | 0.376 | x |  |  | 0.135 | 2021-05-01 | 16.9 | 4 | piece(s) | 4028177536197 | PK |  |  |  | 83024900
6206025 | CP | CP Support section CP 60, solid, L: 250 mm | CP Support section CP 60, solid, L: 250 mm | EC000882 | 6206025 | Rittal | 59 | 85 |  | 1.25 | x |  |  | 2.065 | 2021-05-01 | 20.3 | 1 | piece(s) | 4028177684256 | PCE |  |  |  | 76042100
6206050 | CP | CP Support section CP 60, solid, L: 500 mm | CP Support section CP 60, solid, L: 500 mm | EC000882 | 6206050 | Rittal | 59 | 85 |  | 2.5 | x |  |  | 3.591 | 2021-05-01 | 29 | 1 | piece(s) | 4028177684263 | PCE |  |  |  | 76042100
6206100 | CP | CP Support section CP 60, solid, L: 1000 mm | CP Support section CP 60, solid, L: 1000 mm | EC000882 | 6206100 | Rittal | 59 | 85 |  | 5 | x |  |  | 6.916 | 2021-05-01 | 52.2 | 1 | piece(s) | 4028177684270 | PCE |  |  |  | 76042100
6206110 | CP | CP Support section CP 60, open, L: 1000 mm | CP Support section CP 60, open, L: 1000 mm | EC000882 | 6206110 | Rittal | 0 | 0 |  | 5.6 | x |  |  | 5.562 | 2021-05-01 | 79.4 | 1 | piece(s) | 4028177701915 | PCE |  |  |  | 76042990
6206200 | CP | CP Support section CP 60, solid, L: 2000 mm | CP Support section CP 60, solid, L: 2000 mm | EC000882 | 6206200 | Rittal | 59 | 85 |  | 10 | x |  |  | 14.21 | 2021-05-01 | 102.4 | 1 | piece(s) | 4028177684287 | PCE |  |  |  | 76042100
6206300 | CP | CP Coupling CP 60, for support arm connection Ø 130 mm | CP Coupling CP 60, for support arm connection Ø 130 mm | EC000882 | 6206300 | Rittal | 0 | 0 |  | 2.1 | x |  |  | 1.42 | 2021-05-01 | 75.2 | 1 | piece(s) | 4028177684355 | PCE |  |  |  | 79070000
6206320 | CP | CP Attachment CP 60, for support arm connection Ø 130 mm | CP Attachment CP 60, for support arm connection Ø 130 mm | EC002625 | 6206320 | Rittal | 0 | 0 |  | 0.7 | x |  |  | 2.138 | 2021-05-01 | 37.3 | 1 | piece(s) | 4028177684362 | PCE |  |  |  | 73182900
6206340 | CP | CP Coupling CP 60, for support arm connection 120 x 65 mm | CP Coupling CP 60, for support arm connection 120 x 65 mm | EC000882 | 6206340 | Rittal | 0 | 0 |  | 1.2 | x |  |  | 1.42 | 2021-05-01 | 72.7 | 1 | piece(s) | 4028177684379 | PCE |  |  |  | 79070000
6206350 | CP | CP tilt coupler, for VX, SE | CP tilt coupler, for VX, SE | EC000882 | 6206350 | Rittal | 0 | 0 |  | 6.76 | x |  |  | 35.991 | 2021-05-01 | 399 | 1 | piece(s) | 4028177928626 | PCE |  |  |  | 76169990
6206360 | CP | CP Attachment CP 60, for support arm connection 120 x 65 mm | CP Attachment CP 60, for support arm connection 120 x 65 mm | EC002625 | 6206360 | Rittal | 0 | 0 |  | 1 | x |  |  | 1.913 | 2021-05-01 | 36.2 | 1 | piece(s) | 4028177684386 | PCE |  |  |  | 79070000
6206380 | CP | CP Angle coupling 90°, CP 60, for support arm connection Ø 130 mm | CP Angle coupling 90°, CP 60, for support arm connection Ø 130 mm | EC000882 | 6206380 | Rittal | 0 | 0 |  | 1.8 | x |  |  | 3.574 | 2021-05-01 | 125.4 | 1 | piece(s) | 4028177684393 | PCE |  |  |  | 76169990
6206400 | CP | CP Tilting adaptor 10°, CP 60/120, for support arm connection Ø 130 mm | CP Tilting adaptor 10°, CP 60/120, for support arm connection Ø 130 mm | EC000882 | 6206400 | Rittal | 0 | 0 |  | 0.6 | x |  |  | 1.395 | 2021-05-01 | 29.8 | 1 | piece(s) | 4028177684423 | PCE |  |  |  | 79070000
6206420 | CP | CP Tilting adaptor 45°, CP 60/120, for support arm connection Ø 130 mm | CP Tilting adaptor 45°, CP 60/120, for support arm connection Ø 130 mm | EC000882 | 6206420 | Rittal | 0 | 0 |  | 1.2 | x |  |  | 3.713 | 2021-05-01 | 137.3 | 1 | piece(s) | 4028177684447 | PCE |  |  |  | 76169990
6206440 | CP | CP Tilting adaptor 10°, CP 60/120, for support arm connection 120 x 65 mm | CP Tilting adaptor 10°, CP 60/120, for support arm connection 120 x 65 mm | EC000882 | 6206440 | Rittal | 0 | 0 |  | 0.4 | x |  |  | 0.26 | 2021-05-01 | 29 | 1 | piece(s) | 4028177684430 | PCE |  |  |  | 79070000
6206460 | CP | CP Tilting adaptor +100°/-60°, CP 60/120, for support arm connection 120 x 65 mm | CP Tilting adaptor +100°/-60°, CP 60/120, for support arm connection 120 x 65 mm | EC000882 | 6206460 | Rittal | 0 | 0 |  | 0.8 | x |  |  | 1.839 | 2021-05-01 | 46 | 1 | piece(s) | 4028177684454 | PCE |  |  |  | 73269098
6206480 | CP | Connection console VESA 75/100 | CP Connection console VESA 75/100 | EC002622 | 6206480 | Rittal |  |  |  | 1.1 | x |  |  | 4.208 | 2021-05-01 | 69.9 | 1 | piece(s) | 4028177693920 | PCE |  |  |  | 79070000
6206490 | CP | CP Connection console, for support arm connection 120x65 mm | CP Connection console, for support arm connection 120x65 mm | EC000882 | 6206490 | Rittal | 0 | 0 |  | 0.7 | x |  |  | 1.781 | 2021-05-01 | 60.8 | 1 | piece(s) | 4028177814059 | PCE |  |  |  | 76169990
6206500 | CP | Adaptor for Siemens Pro-Panel | CP Adaptor for Siemens Pro-Panel | EC000882 | 6206500 | Rittal | 0 | 0 |  | 0.3 | x |  |  | 0.276 | 2021-05-01 | 20.7 | 1 | piece(s) | 4028177684416 | PCE |  |  |  | 76169990
6206550 | CP | CP Adaptor CP 60 to 210x65 mm | CP Adaptor CP 60 to 210x65 mm | EC000882 | 6206550 | Rittal | 0 | 0 |  | 0.486 | x |  |  | 1.349 | 2021-05-01 | 36.8 | 1 | piece(s) | 4028177928633 | PCE |  |  |  | 76169990
6206600 | CP | Angle piece 90°, CP 60 | CP Angle piece 90°, CP 60 | EC000882 | 6206600 | Rittal | 0 | 0 |  | 0.5 | x |  |  | 1.853 | 2021-05-01 | 66 | 1 | piece(s) | 4028177684331 | PCE |  |  |  | 76169990
6206620 | CP | Intermediate hinge CP 60 | CP Intermediate hinge CP 60 | EC000882 | 6206620 | Rittal | 0 | 0 |  | 2.2 | x |  |  | 5.887 | 2021-05-01 | 197.2 | 1 | piece(s) | 4028177684348 | PCE |  |  |  | 76169990
6206640 | CP | CP Angle adaptor 90°, for support arm combination CP 60 to CP 40 | CP Angle adaptor 90°, for support arm combination CP 60 to CP 40 | EC000882 | 6206640 | Rittal |  | 0 |  | 1 | x |  |  | 2.457 | 2021-05-01 | 50.7 | 1 | piece(s) | 4028177693913 | PCE |  |  |  | 79070000
6206650 | CP | CP Adaptor CP 60 to CP 40 | CP Adaptor CP 60 to CP 40, Combination of CP 60 and CP 40 directly on the CP 60 support section | EC000882 | 6206650 | Rittal |  |  |  | 1.81 | x |  |  | 5.292 | 2021-05-01 | 47.3 | 1 | piece(s) | 4028177709621 | PCE |  |  |  | 73064020
6206700 | CP | CP Top-mounted joint CP 60, outlet horizontal | CP Top-mounted joint CP 60, outlet horizontal | EC000882 | 6206700 | Rittal | 146 | 158 |  | 2.2 | x |  |  | 4.608 | 2021-05-01 | 205.2 | 1 | piece(s) | 4028177684294 | PCE |  |  |  | 76169990
6206740 | CP | CP Wall-mounted hinge CP 60, outlet horizontal | CP Wall-mounted hinge CP 60, outlet horizontal | EC000882 | 6206740 | Rittal | 0 | 0 |  | 2.85 | x |  |  | 7.2 | 2021-05-01 | 166.8 | 1 | piece(s) | 4028177684300 | PCE |  |  |  | 76169990
6206800 | CP | Wall/base mounting bracket CP 60, large | CP Wall/base mounting bracket CP 60, large | EC000882 | 6206800 | Rittal | 0 | 0 |  | 1.4 | x |  |  | 3.416 | 2021-05-01 | 75.2 | 1 | piece(s) | 4028177684324 | PCE |  |  |  | 73182900
6206820 | CP | Wall/base mounting bracket CP 60, small | CP Wall/base mounting bracket CP 60, small | EC000882 | 6206820 | Rittal | 0 | 0 |  | 0.35 | x |  |  | 1.02 | 2021-05-01 | 43.8 | 1 | piece(s) | 4028177684317 | PCE |  |  |  | 73182900
6206850 | CP | CP Pivot with jib, for wall mounting | CP Pivot with jib, for wall mounting | EC002622 | 6206850 | Rittal |  |  |  | 2.86 | x |  |  | 6.612 | 2021-05-01 | 158 | 1 | piece(s) | 4028177707931 | PCE |  |  |  | 76169990
6206870 | CP | CP Pivot without jib, for machine-integrated installation | CP Pivot without jib, for machine-integrated installation | EC002622 | 6206870 | Rittal |  |  |  | 1.46 | x |  |  | 0.4 | 2021-05-01 | 70.5 | 1 | piece(s) | 4028177707948 | PCE |  |  |  | 76169990
6206900 | CP | CP Mounting component, for signal pillar, modular and LED-compact | CP Mounting component, for signal pillar, modular and LED-compact, for support arm system CP 60 | EC002625 | 6206900 | Rittal |  |  |  | 0.1 | x |  |  | 1.316 | 2021-05-01 | 16.6 | 1 | piece(s) | 4028177684409 | PCE |  |  |  | 39269097
6212025 | CP | CP Support section CP 120, solid, L: 250 mm | CP Support section CP 120, solid, L: 250 mm | EC000882 | 6212025 | Rittal | 75 | 120 |  | 2 | x |  |  | 3.96 | 2021-05-01 | 24.3 | 1 | piece(s) | 4028177683921 | PCE |  |  |  | 76042100
6212050 | CP | CP Support section CP 120, solid, L: 500 mm | CP Support section CP 120, solid, L: 500 mm | EC000882 | 6212050 | Rittal | 75 | 120 |  | 3.9 | x |  |  | 7.48 | 2021-05-01 | 35.6 | 1 | piece(s) | 4028177683938 | PCE |  |  |  | 76042100
6212060 | CP | CP support section height-adjustable, CP 120/60, for weight range 4-30 kg | CP support section height-adjustable, CP 120/60, for weight range 4-30 kg | EC000882 | 6212060 | Rittal |  |  |  | 11.8 | x |  |  | 58.88 | 2021-05-01 | 500 | 1 | piece(s) | 4028177924338 | PCE |  |  |  | 73269060
6212065 | CP | Support section, height adjustable for support arm system | CP support section, height-adjustable, for CP 120/60, length 1050 mm | EC000882 | 6212065 | Rittal |  |  |  | 0 | x |  |  | 0 | 2021-05-01 | 682 | 1 | piece(s) | 4028177960275 | PCE |  |  |  | 73269098
6212100 | CP | CP Support section CP 120, solid, L: 1000 mm | CP Support section CP 120, solid, L: 1000 mm | EC000882 | 6212100 | Rittal | 75 | 120 |  | 7.8 | x |  |  | 15.989 | 2021-05-01 | 62.7 | 1 | piece(s) | 4028177683945 | PCE |  |  |  | 76042100
6212110 | CP | CP Support section CP 120, open, L: 1000 mm | CP Support section CP 120, open, L: 1000 mm | EC000882 | 6212110 | Rittal | 75 | 120 |  | 9.2 | x |  |  | 15.173 | 2021-05-01 | 68.8 | 1 | piece(s) | 4028177683976 | PCE |  |  |  | 76042100
6212120 | CP | CP support section height-adjustable, CP120/120, for weight range 10-60 kg | CP support section height-adjustable, CP120/120, for weight range 10-60 kg | EC000882 | 6212120 | Rittal |  |  |  | 14.2 | x |  |  | 48 | 2021-05-01 | 837 | 1 | piece(s) | 4028177924345 | PCE |  |  |  | 73269060
6212150 | CP | CP Support section CP 120, open, L: 500 mm | CP Support section CP 120, open, L: 500 mm | EC000882 | 6212150 | Rittal | 75 | 120 |  | 4.6 | x |  |  | 7.714 | 2021-05-01 | 39.1 | 1 | piece(s) | 4028177683969 | PCE |  |  |  | 76042100
6212200 | CP | CP Support section CP 120, solid, L: 2000 mm | CP Support section CP 120, solid, L: 2000 mm | EC000882 | 6212200 | Rittal | 75 | 120 |  | 15.6 | x |  |  | 30.368 | 2021-05-01 | 123.1 | 1 | piece(s) | 4028177683952 | PCE |  |  |  | 76042100
6212210 | CP | CP Support section CP 120, open, L: 2000 mm | CP Support section CP 120, open, L: 2000 mm | EC000882 | 6212210 | Rittal | 75 | 120 |  | 18.4 | x |  |  | 32.055 | 2021-05-01 | 132.5 | 1 | piece(s) | 4028177683983 | PCE |  |  |  | 76042100
6212300 | CP | CP Coupling CP 120, for support arm connection Ø 130 mm | CP Coupling CP 120, for support arm connection Ø 130 mm | EC000882 | 6212300 | Rittal | 0 | 0 |  | 2 | x |  |  | 1.958 | 2021-05-01 | 89.9 | 1 | piece(s) | 4028177684188 | PCE |  |  |  | 79070000
6212320 | CP | CP Attachment CP 120, for support arm connection Ø 130 mm | CP Attachment CP 120, for support arm connection Ø 130 mm | EC002625 | 6212320 | Rittal | 0 | 0 |  | 0.7 | x |  |  | 1.631 | 2021-05-01 | 45.2 | 1 | piece(s) | 4028177684195 | PCE |  |  |  | 73182900
6212380 | CP | CP Angle coupling 90°, CP 120, for support arm connection Ø 130 mm | CP Angle coupling 90°, CP 120, for support arm connection Ø 130 mm | EC000882 | 6212380 | Rittal | 0 | 0 |  | 2.1 | x |  |  | 5.528 | 2021-05-01 | 150.3 | 1 | piece(s) | 4028177684201 | PCE |  |  |  | 76169990
6212500 | CP | CP Adaptor CP 120/60, from support arm connection Ø 130 mm to 120 x 65 mm | CP Adaptor CP 120/60, from support arm connection Ø 130 mm to 120 x 65 mm | EC000882 | 6212500 | Rittal | 0 | 40 |  | 0.5 | x |  |  | 1.472 | 2021-05-01 | 29.6 | 1 | piece(s) | 4028177684218 | PCE |  |  |  | 76169990
6212520 | CP | CP Adaptor CP 120/60, from support arm connection Ø 180 mm to Ø 130 mm | CP Adaptor CP 120/60, from support arm connection Ø 180 mm to Ø 130 mm | EC000882 | 6212520 | Rittal | 0 | 20 |  | 0.6 | x |  |  | 0.891 | 2021-05-01 | 34.2 | 1 | piece(s) | 4028177684225 | PCE |  |  |  | 76169990
6212540 | CP | CP Connection plates, with reinforced plate CP 120/60 | CP Connection plates, with reinforced plate CP 120/60, for support arm connection Ø 130 mm | EC000882 | 6212540 | Rittal | 0 | 0 |  | 1.4 | x |  |  | 1.575 | 2021-05-01 | 53.8 | 1 | piece(s) | 4028177684232 | PCE |  |  |  | 76169990
6212600 | CP | Angle piece 90°, CP 120 | CP Angle piece 90°, CP 120 | EC000882 | 6212600 | Rittal | 0 | 0 |  | 1.1 | x |  |  | 3.757 | 2021-05-01 | 78.7 | 1 | piece(s) | 4028177684157 | PCE |  |  |  | 76169990
6212620 | CP | Intermediate hinge CP 120 | CP Intermediate hinge CP 120 | EC000882 | 6212620 | Rittal | 0 | 0 |  | 4.4 | x |  |  | 12.412 | 2021-05-01 | 236.6 | 1 | piece(s) | 4028177684164 | PCE |  |  |  | 76169990
6212640 | CP | CP Adaptor, for support arm combination CP 120/60 | CP Adaptor, for support arm combination CP 120/60 | EC000882 | 6212640 | Rittal | 0 | 0 |  | 0.7 | x |  |  | 1.347 | 2021-05-01 | 34.9 | 1 | piece(s) | 4028177684171 | PCE |  |  |  | 76169990
6212680 | CP | CP Intermediate hinge CP 120, without height offset | CP Intermediate hinge CP 120, without height offset | EC000882 | 6212680 | Rittal | 0 | 0 |  | 4 | x |  |  | 8.994 | 2021-05-01 | 236.6 | 1 | piece(s) | 4028177705623 | PCE |  |  |  | 76169990
6212700 | CP | CP Top-mounted joint CP 120, outlet horizontal | CP Top-mounted joint CP 120, outlet horizontal | EC000882 | 6212700 | Rittal | 0 | 0 |  | 4.3 | x |  |  | 11.825 | 2021-05-01 | 246.8 | 1 | piece(s) | 4028177683990 | PCE |  |  |  | 76169990
6212720 | CP | CP Top-mounted joint CP 120, outlet vertical | CP Top-mounted joint CP 120, outlet vertical | EC000882 | 6212720 | Rittal | 0 | 0 |  | 3.8 | x |  |  | 7.568 | 2021-05-01 | 246.8 | 1 | piece(s) | 4028177684003 | PCE |  |  |  | 76169990
6212740 | CP | CP Wall-mounted hinge CP 120, outlet horizontal | CP Wall-mounted hinge CP 120, outlet horizontal | EC000882 | 6212740 | Rittal | 0 | 0 |  | 6.1 | x |  |  | 17.566 | 2021-05-01 | 200.6 | 1 | piece(s) | 4028177684119 | PCE |  |  |  | 76169990
6212760 | CP | CP Wall-mounted hinge CP 120, outlet vertical | CP Wall-mounted hinge CP 120, outlet vertical | EC000882 | 6212760 | Rittal | 0 | 0 |  | 5.5 | x |  |  | 12.474 | 2021-05-01 | 200.6 | 1 | piece(s) | 4028177684126 | PCE |  |  |  | 76169990
6212780 | CP | CP Wall-mounted hinge CP 120, outlet horizontal, without height offset | CP Wall-mounted hinge CP 120, outlet horizontal, without height offset | EC000882 | 6212780 | Rittal | 0 | 0 |  | 8.3 | x |  |  | 12.144 | 2021-05-01 | 200.6 | 1 | piece(s) | 4028177705616 | PCE |  |  |  | 76169990
6212800 | CP | Wall/base mounting bracket CP 120, large | CP Wall/base mounting bracket CP 120, large | EC000882 | 6212800 | Rittal | 0 | 0 |  | 2.5 | x |  |  | 5.376 | 2021-05-01 | 86.9 | 1 | piece(s) | 4028177684140 | PCE |  |  |  | 73182900
6212820 | CP | Wall/base mounting bracket CP 120, small | CP Wall/base mounting bracket CP 120, small | EC000882 | 6212820 | Rittal | 0 | 0 |  | 0.5 | x |  |  | 1.691 | 2021-05-01 | 52.7 | 1 | piece(s) | 4028177684133 | PCE |  |  |  | 73182900
6212900 | CP | CP Mounting component, for signal pillar, modular and LED-compact | CP Mounting component, for signal pillar, modular and LED-compact, for support arm system CP 120/180 | EC002625 | 6212900 | Rittal |  |  |  | 0.1 | x |  |  | 1.316 | 2021-05-01 | 20.1 | 1 | piece(s) | 4028177684249 | PCE |  |  |  | 39269097
6218050 | CP | CP Support section CP 180, solid, L: 500 mm | CP Support section CP 180, solid, L: 500 mm | EC000882 | 6218050 | Rittal | 90 | 160 |  | 5.2 | x |  |  | 12.304 | 2021-05-01 | 62.2 | 1 | piece(s) | 4028177683716 | PCE |  |  |  | 76042100
6218100 | CP | CP Support section CP 180, solid, L: 1000 mm | CP Support section CP 180, solid, L: 1000 mm | EC000882 | 6218100 | Rittal | 90 | 160 |  | 10.5 | x |  |  | 24.381 | 2021-05-01 | 112.4 | 1 | piece(s) | 4028177683815 | PCE |  |  |  | 76042100
6218110 | CP | CP Support section CP 180, open, L: 1000 mm | CP Support section CP 180, open, L: 1000 mm | EC000882 | 6218110 | Rittal | 90 | 160 |  | 11.6 | x |  |  | 18.967 | 2021-05-01 | 140.8 | 1 | piece(s) | 4028177683846 | PCE |  |  |  | 76042100
6218150 | CP | CP Support section CP 180, open, L: 500 mm | CP Support section CP 180, open, L: 500 mm | EC000882 | 6218150 | Rittal | 90 | 160 |  | 5.8 | x |  |  | 12.642 | 2021-05-01 | 75.7 | 1 | piece(s) | 4028177683839 | PCE |  |  |  | 76042100
6218200 | CP | CP Support section CP 180, solid, L: 2000 mm | CP Support section CP 180, solid, L: 2000 mm | EC000882 | 6218200 | Rittal | 90 | 160 |  | 21 | x |  |  | 44.126 | 2021-05-01 | 218.9 | 1 | piece(s) | 4028177683822 | PCE |  |  |  | 76042100
6218210 | CP | CP Support section CP 180, open, L: 2000 mm | CP Support section CP 180, open, L: 2000 mm | EC000882 | 6218210 | Rittal | 90 | 160 |  | 23.2 | x |  |  | 44.762 | 2021-05-01 | 273 | 1 | piece(s) | 4028177683853 | PCE |  |  |  | 76042100
6218300 | CP | CP Coupling CP 180, for support arm connection Ø 130 mm | CP Coupling CP 180, for support arm connection Ø 130 mm | EC000882 | 6218300 | Rittal | 0 | 0 |  | 5.3 | x |  |  | 3.423 | 2021-05-01 | 112.4 | 1 | piece(s) | 4028177707115 | PCE |  |  |  | 76169990
6218600 | CP | Angle piece 90°, CP 180 | CP Angle piece 90°, CP 180 | EC000882 | 6218600 | Rittal | 0 | 0 |  | 3.6 | x |  |  | 8.775 | 2021-05-01 | 140.3 | 1 | piece(s) | 4028177683891 | PCE |  |  |  | 76169990
6218620 | CP | Intermediate hinge CP 180 | CP Intermediate hinge CP 180 | EC000882 | 6218620 | Rittal | 0 | 0 |  | 10.3 | x |  |  | 12.128 | 2021-05-01 | 331 | 1 | piece(s) | 4028177683907 | PCE |  |  |  | 73269098
6218640 | CP | CP Adaptor, for support arm combination CP 180/120 | CP Adaptor, for support arm combination CP 180/120 | EC000882 | 6218640 | Rittal | 0 | 0 |  | 1.5 | x |  |  | 3.12 | 2021-05-01 | 46.7 | 1 | piece(s) | 4028177683914 | PCE |  |  |  | 76169990
6218700 | CP | CP Top-mounted joint CP 180, outlet horizontal | CP Top-mounted joint CP 180, outlet horizontal | EC000882 | 6218700 | Rittal | 0 | 0 |  | 18 | x |  |  | 21.45 | 2021-05-01 | 436 | 1 | piece(s) | 4028177683860 | PCE |  |  |  | 73269098
6218740 | CP | CP Wall-mounted hinge CP 180, outlet horizontal | CP Wall-mounted hinge CP 180, outlet horizontal | EC000882 | 6218740 | Rittal | 0 | 0 |  | 13 | x |  |  | 14.75 | 2021-05-01 | 283 | 1 | piece(s) | 4028177683877 | PCE |  |  |  | 73269098
6218820 | CP | Wall/base mounting bracket CP 180, small | CP Wall/base mounting bracket CP 180, small | EC000882 | 6218820 | Rittal | 0 | 0 |  | 5 | x |  |  | 4.144 | 2021-05-01 | 112.4 | 1 | piece(s) | 4028177683884 | PCE |  |  |  | 73269098
6315150 | AX | AX Command panel with handle strips, WHD: 300x300x210 mm, sheet steel | AX Operating housing with handle strips, WHD: 300x300x210 mm, sheet steel, aluminium handle strips, servicing access from the front | EC002504 | 6315150 | Rittal | 300 | 300 | 210 | 7 | x |  |  | 23.213 | 2021-05-01 | 142.8 | 1 | piece(s) | 4028177923232 | PCE |  |  |  | 94032080
6315250 | AX | AX Command panel with handle strips, WHD: 380x300x210 mm, sheet steel | AX Operating housing with handle strips, WHD: 380x300x210 mm, sheet steel, aluminium handle strips, servicing access from the front | EC002504 | 6315250 | Rittal | 380 | 300 | 210 | 7.5 | x |  |  | 29.621 | 2021-05-01 | 151.4 | 1 | piece(s) | 4028177923140 | PCE |  |  |  | 94032080
6315350 | AX | AX Command panel with handle strips, WHD: 380x380x210 mm, sheet steel | AX Operating housing with handle strips, WHD: 380x380x210 mm, sheet steel, aluminium handle strips, servicing access from the front | EC002504 | 6315350 | Rittal | 380 | 380 | 210 | 9.8 | x |  |  | 36.504 | 2021-05-01 | 161.4 | 1 | piece(s) | 4028177923157 | PCE |  |  |  | 94032080
6315450 | AX | AX Command panel with handle strips, WHD: 500x500x210 mm, sheet steel | AX Operating housing with handle strips, WHD: 500x500x210 mm, sheet steel, aluminium handle strips, servicing access from the front | EC002504 | 6315450 | Rittal | 500 | 500 | 210 | 16.8 | x |  |  | 62.424 | 2021-05-01 | 184.9 | 1 | piece(s) | 4028177923201 | PCE |  |  |  | 94032080
6315650 | AX | AX Command panel with handle strips, WHD: 600x600x210 mm, sheet steel | AX Operating housing with handle strips, WHD: 600x600x210 mm, sheet steel, aluminium handle strips, servicing access from the front | EC002504 | 6315650 | Rittal | 600 | 600 | 210 | 22.8 | x |  |  | 86.986 | 2021-05-01 | 218.9 | 1 | piece(s) | 4028177923188 | PCE |  |  |  | 94032080
6320050 | AX | AX Command panel with handle strips, WHD: 300x200x155 mm, sheet steel | AX Operating housing with handle strips, WHD: 300x200x155 mm, sheet steel, aluminium handle strips, servicing access from the rear | EC002504 | 6320050 | Rittal | 300 | 200 | 155 | 4.5 | x |  |  | 12.017 | 2021-05-01 | 110.6 | 1 | piece(s) | 4028177923218 | PCE |  |  |  | 94032080
6320350 | AX | AX Command panel with handle strips, WHD: 380x380x210 mm, sheet steel | AX Operating housing with handle strips, WHD: 380x380x210 mm, sheet steel, aluminium handle strips, servicing access from the rear | EC002504 | 6320350 | Rittal | 380 | 380 | 210 | 9.8 | x |  |  | 38.22 | 2021-05-01 | 129.1 | 1 | piece(s) | 4028177923164 | PCE |  |  |  | 94032080
6320450 | AX | AX Command panel with handle strips, WHD: 500x500x210 mm, sheet steel | AX Operating housing with handle strips, WHD: 500x500x210 mm, sheet steel, aluminium handle strips, servicing access from the rear | EC002504 | 6320450 | Rittal | 500 | 500 | 210 | 16.8 | x |  |  | 61.363 | 2021-05-01 | 166.8 | 1 | piece(s) | 4028177923171 | PCE |  |  |  | 94032080
6320550 | AX | AX Command panel with handle strips, WHD: 600x380x210 mm, sheet steel | AX Operating housing with handle strips, WHD: 600x380x210 mm, sheet steel, aluminium handle strips, servicing access from the rear | EC002504 | 6320550 | Rittal | 600 | 380 | 210 | 15.4 | x |  |  | 55.902 | 2021-05-01 | 160.3 | 1 | piece(s) | 4028177923195 | PCE |  |  |  | 94032080
6320650 | AX | AX Command panel with handle strips, WHD: 600x600x210 mm, sheet steel | AX Operating housing with handle strips, WHD: 600x600x210 mm, sheet steel, aluminium handle strips, servicing access from the rear | EC002504 | 6320650 | Rittal | 600 | 600 | 210 | 18.8 | x |  |  | 88.572 | 2021-05-01 | 198.7 | 1 | piece(s) | 4028177923225 | PCE |  |  |  | 94032080
6321010 | SM | SM Keyboard support, for command panels or surfaces | SM Keyboard support, for command panels or surfaces | EC002620 | 6321010 | Rittal | 430 | 0 | 0 | 3 | x |  |  | 11.813 | 2021-05-01 | 116 | 1 | piece(s) | 4028177703896 | PCE |  |  |  | 94039010
6321050 | AX | AX Command panel, for desktop TFT up to 24", WHD: 650x450x155 mm | AX Operating housing, for desktop TFT up to 24", WHD: 650x450x155 mm, sheet steel, aluminium handle strips | EC002504 | 6321050 | Rittal | 650 | 450 | 155 | 18 | x |  |  | 57.637 | 2021-05-01 | 278 | 1 | piece(s) | 4028177923249 | PCE |  |  |  | 94032080
6340000 | CP | CP Compact Panel, WHD: 241x238x87 mm, aluminum, for front panel WH 178x200 mm | CP Compact Panel, WHD: 241x238x87 mm, aluminum, for front panel WH 178x200 mm | EC002504 | 6340000 | Rittal | 241 | 238 | 87 | 2.8 | x |  |  | 15.551 | 2021-05-01 | 154.5 | 1 | piece(s) | 4028177382688 | PCE |  |  |  | 94032080
6340100 | CP | CP Compact Panel, WHD: 241x388x87 mm, aluminum, for front panel WH 178x350 mm | CP Compact Panel, WHD: 241x388x87 mm, aluminum, for front panel WH 178x350 mm | EC002504 | 6340100 | Rittal | 241 | 388 | 87 | 3.8 | x |  |  | 28.856 | 2021-05-01 | 168.3 | 1 | piece(s) | 4028177382695 | PCE |  |  |  | 94032080
6340300 | CP | CP Compact Panel, WHD: 315x238x87 mm, aluminum, for front panel WH 252x200 mm | CP Compact Panel, WHD: 315x238x87 mm, aluminum, for front panel WH 252x200 mm | EC002504 | 6340300 | Rittal | 315 | 238 | 87 | 3.4 | x |  |  | 18.85 | 2021-05-01 | 177.1 | 1 | piece(s) | 4028177382718 | PCE |  |  |  | 94032080
6340400 | CP | CP Compact Panel, WHD: 315x388x87 mm, aluminum, for front panel WH 252x350 mm | CP Compact Panel, WHD: 315x388x87 mm, aluminum, for front panel WH 252x350 mm | EC002504 | 6340400 | Rittal | 315 | 388 | 87 | 4.5 | x |  |  | 26.649 | 2021-05-01 | 186 | 1 | piece(s) | 4028177382725 | PCE |  |  |  | 94032080
6341000 | CP | CP Wall mounting, adjustable | CP Wall mounting, adjustable | EC002622 | 6341000 | Rittal |  |  |  | 0.378 | x |  |  | 0.29 | 2021-05-01 | 17.9 | 2 | piece(s) | 4028177382787 | PK |  |  |  | 73269098
6372541 | CP | CP Compact Panel, for front panel BH 520x400 mm, installation depth 74 mm | CP Compact Panel, for front panel BH 520x400 mm, installation depth 74 mm, Extruded aluminum section, Support arm connection 120x65 mm, Hinged rear panel with screw lock | EC002504 | 6372541 | Rittal |  |  |  | 7.8 | x |  |  | 82.11 | 2021-05-01 | 271 | 1 | piece(s) | 4028177663060 | PCE |  |  |  | 94032080
6372542 | CP | CP Compact Panel, for front panel BH 520x400 mm, installation depth 152 mm | CP Compact Panel, for front panel BH 520x400 mm, installation depth 152 mm, Extruded aluminum section, Support arm connection Ø 130 mm, Hinged rear panel with cam | EC002504 | 6372542 | Rittal |  |  |  | 11.7 | x |  |  | 103.983 | 2021-05-01 | 308 | 1 | piece(s) | 4028177663077 | PCE |  |  |  | 94032080
6372543 | CP | CP Compact Panel, for front panel BH 520x400 mm, installation depth 191 mm | CP Compact Panel, for front panel BH 520x400 mm, installation depth 191 mm, Extruded aluminum section, Support arm connection Ø 130 mm, Screw-fastened rear panel | EC002504 | 6372543 | Rittal |  |  |  | 13.8 | x |  |  | 114.109 | 2021-05-01 | 457 | 1 | piece(s) | 4028177663084 | PCE |  |  |  | 94032080
6372552 | CP | CP Compact Panel, for front panel BH 520x500 mm, installation depth 152 mm | CP Compact Panel, for front panel BH 520x500 mm, installation depth 152 mm, Extruded aluminum section, Support arm connection Ø 130 mm, Hinged rear panel with cam | EC002504 | 6372552 | Rittal |  |  |  | 12.3 | x |  |  | 99.691 | 2021-05-01 | 342 | 1 | piece(s) | 4028177663107 | PCE |  |  |  | 94032080
6372553 | CP | CP Compact Panel, for front panel BH 520x500 mm, installation depth 191 mm | CP Compact Panel, for front panel BH 520x500 mm, installation depth 191 mm, Extruded aluminum section, Support arm connection Ø 130 mm, Screw-fastened rear panel | EC002504 | 6372553 | Rittal |  |  |  | 15.2 | x |  |  | 117.256 | 2021-05-01 | 480 | 1 | piece(s) | 4028177663114 | PCE |  |  |  | 94032080
6372562 | CP | CP Compact Panel, for front panel BH 520x600 mm, installation depth 152 mm | CP Compact Panel, for front panel BH 520x600 mm, installation depth 152 mm, Extruded aluminum section, Support arm connection Ø 130 mm, Hinged rear panel with cam | EC002504 | 6372562 | Rittal |  |  |  | 13.5 | x |  |  | 154.154 | 2021-05-01 | 378 | 1 | piece(s) | 4028177663138 | PCE |  |  |  | 94032080
6372563 | CP | CP Compact Panel, for front panel BH 520x600 mm, installation depth 191 mm | CP Compact Panel, for front panel BH 520x600 mm, installation depth 191 mm, Extruded aluminum section, Support arm connection Ø 130 mm, Screw-fastened rear panel | EC002504 | 6372563 | Rittal |  |  |  | 16.7 | x |  |  | 175.154 | 2021-05-01 | 503 | 1 | piece(s) | 4028177663145 | PCE |  |  |  | 94032080
6375010 | CP | CP Handle set, for Comfort-Panel | CP Handle set, for Comfort-Panel | EC002626 | 6375010 | Rittal |  |  |  | 0.64 | x |  |  | 2.525 | 2021-05-01 | 29.2 | 1 | piece(s) | 4028177483200 | PCE |  |  |  | 76169990
6380000 | CP | CP Optipanel, for front panel BH 482,6x310,3 mm, installation depth 100 mm | CP Optipanel, for front panel BH 482,6x310,3 mm, installation depth 100 mm, Extruded aluminum section, Support arm connection 120x65 mm | EC002504 | 6380000 | Rittal |  |  |  | 6.2 | x |  |  | 46.172 | 2021-05-01 | 207.2 | 1 | piece(s) | 4028177231627 | PCE |  |  |  | 94032080
6380020 | CP | CP Optipanel, for front panel BH 430x343 mm, installation depth 100 mm | CP Optipanel, for front panel BH 430x343 mm, installation depth 100 mm, Extruded aluminum section, Support arm connection 120x65 mm | EC002504 | 6380020 | Rittal |  |  |  | 5.3 | x |  |  | 46.648 | 2021-05-01 | 204.7 | 1 | piece(s) | 4028177429079 | PCE |  |  |  | 94032080
6380040 | CP | CP Optipanel, for front panel BH 482,6x354,8 mm, installation depth 100 mm | CP Optipanel, for front panel BH 482,6x354,8 mm, installation depth 100 mm, Extruded aluminum section, Support arm connection 120x65 mm | EC002504 | 6380040 | Rittal |  |  |  | 6.6 | x |  |  | 45.105 | 2021-05-01 | 208.8 | 1 | piece(s) | 4028177429093 | PCE |  |  |  | 94032080
6380400 | CP | CP Optipanel, for front panel BH 520x400 mm, installation depth 100 mm | CP Optipanel, for front panel BH 520x400 mm, installation depth 100 mm, Extruded aluminum section, Support arm connection 120x65 mm | EC002504 | 6380400 | Rittal |  |  |  | 5.8 | x |  |  | 27.298 | 2021-05-01 | 236.1 | 1 | piece(s) | 4028177663152 | PCE |  |  |  | 94032080
6380410 | CP | CP Optipanel, for front panel BH 520x400 mm, installation depth 150 mm | CP Optipanel, for front panel BH 520x400 mm, installation depth 150 mm, Extruded aluminum section, Support arm connection Ø 130 mm | EC002504 | 6380410 | Rittal |  |  |  | 7.3 | x |  |  | 98.532 | 2021-05-01 | 271 | 1 | piece(s) | 4028177663169 | PCE |  |  |  | 94032080
6380510 | CP | CP Optipanel, for front panel BH 520x500 mm, installation depth 150 mm | CP Optipanel, for front panel BH 520x500 mm, installation depth 150 mm, Extruded aluminum section, Support arm connection Ø 130 mm | EC002504 | 6380510 | Rittal |  |  |  | 8.3 | x |  |  | 101.728 | 2021-05-01 | 294 | 1 | piece(s) | 4028177663183 | PCE |  |  |  | 94032080
6380610 | CP | CP Optipanel, for front panel BH 520x600 mm, installation depth 150 mm | CP Optipanel, for front panel BH 520x600 mm, installation depth 150 mm, Extruded aluminum section, Support arm connection Ø 130 mm | EC002504 | 6380610 | Rittal |  |  |  | 9.2 | x |  |  | 100.878 | 2021-05-01 | 319 | 1 | piece(s) | 4028177663206 | PCE |  |  |  | 94032080
6385010 | CP | CP Handle set, for Optipanel | CP Handle set, for Optipanel | EC002626 | 6385010 | Rittal |  |  |  | 0.64 | x |  |  | 2.159 | 2021-05-01 | 29 | 1 | piece(s) | 4028177246485 | PCE |  |  |  | 79070000
6446030 | SM | SM Built-in keyboard 19"/4 U, WHD: 482,6x177x30 mm, Installation depth: 23 mm | SM Built-in keyboard 19"/4 U, WHD: 482,6x177x30 mm, Installation depth: 23 mm, german, With integral touchpad | EC002620 | 6446030 | Rittal | 482.6 | 177 | 30 | 1.82 | x |  |  | 10.828 | 2021-05-01 | 329 | 1 | piece(s) | 4028177682115 | PCE |  |  |  | 84716060
6450010 | SM | SM TFT monitor, 15" | SM TFT monitor, 15" | EC001428 | 6450010 | Rittal | 430 | 343 | 0 | 6.52 | x |  |  | 54.482 | 2021-05-01 | 1118 | 1 | piece(s) | 4028177389991 | PCE |  |  |  | 85286200
6450020 | SM | SM TFT monitor, 17" | SM TFT monitor, 17" | EC001428 | 6450020 | Rittal | 482.6 | 354.8 | 0 | 7.26 | x |  |  | 22.346 | 2021-05-01 | 1376 | 1 | piece(s) | 4028177442429 | PCE |  |  |  | 85286200
6450050 | SM | SM Power pack, For TFT-Monitor, Input voltage: 100-240 V, Ausgang: 12 V | SM Power pack, For TFT-Monitor, Input voltage: 100-240 V, Ausgang: 12 V, L: 1,5 m | EC001781 | 6450050 | Rittal | 112 | 31 | 47 | 0.29 | x |  |  | 1.097 | 2021-05-01 | 59.8 | 1 | piece(s) | 4028177390027 | PCE |  |  |  | 85043121
6450060 | SM | SM Connection cable, For power pack, with IEC 60 320, L: 1,5 m | SM Connection cable, For power pack, with IEC 60 320, L: 1,5 m | EC001576 | 6450060 | Rittal | 0 | 0 | 0 | 0.14 | x |  |  | 0.332 | 2021-05-01 | 5.34 | 1 | piece(s) | 4028177398979 | PCE |  |  |  | 85444290
6450070 | SM | SM TFT monitor, 15", VGA, DVI-D | SM TFT monitor, 15", VGA, DVI-D | EC001428 | 6450070 | Rittal | 430 | 343 | 0 | 2.1 | x |  |  | 0 | 2021-05-01 | 1561 | 1 | piece(s) | 4028177510333 | PCE |  |  |  | 85286200
6450170 | SM | SM TFT monitor, 482.6 mm (19"), VGA, DVI-D | SM TFT monitor, 482.6 mm (19"), VGA, DVI-D | EC001428 | 6450170 | Rittal | 482.6 | 399.3 | 0 | 8 | x |  |  | 0 | 2021-05-01 | 1843 | 1 | piece(s) | 4028177511613 | PCE |  |  |  | 85286200
6501000 | CP | CP Support section CP 40, solid, L: 500 mm, steel | CP Support section CP 40, solid, L: 500 mm, steel | EC000882 | 6501000 | Rittal | 0 | 0 |  | 2.1 | x |  |  | 2.289 | 2021-05-01 | 21.1 | 1 | piece(s) | 4028177262867 | PCE |  |  |  | 73269098
6501020 | CP | CP Support section CP 40, solid, L: 1000 mm, steel | CP Support section CP 40, solid, L: 1000 mm, steel | EC000882 | 6501020 | Rittal | 0 | 0 |  | 4.2 | x |  |  | 4.389 | 2021-05-01 | 35.3 | 1 | piece(s) | 4028177262881 | PCE |  |  |  | 73269098
6501050 | CP | CP Coupling CP 40, for support arm connection 90 x 71 mm, steel | CP Coupling CP 40, for support arm connection 90 x 71 mm, steel | EC000882 | 6501050 | Rittal |  |  |  | 1.1 | x |  |  | 0.664 | 2021-05-01 | 55.3 | 1 | piece(s) | 4028177262911 | PCE |  |  |  | 79070000
6501070 | CP | CP Attachment CP 40, for support arm connection 90 x 71 mm, steel | CP Attachment CP 40, for support arm connection 90 x 71 mm, steel | EC000882 | 6501070 | Rittal |  |  |  | 1 | x |  |  | 0.56 | 2021-05-01 | 31.1 | 1 | piece(s) | 4028177262935 | PCE |  |  |  | 79070000
6501110 | CP | CP Wall/base mounting bracket CP 40 | CP Wall/base mounting bracket CP 40, for support arm connection 90 x 71 mm, steel | EC000882 | 6501110 | Rittal |  |  |  | 0.7 | x |  |  | 1.406 | 2021-05-01 | 35.3 | 1 | piece(s) | 4028177263314 | PCE |  |  |  | 73269098
6501120 | CP | CP Angle coupling 90°, CP 40, for support arm connection 90 x 71 mm, steel | CP Angle coupling 90°, CP 40, for support arm connection 90 x 71 mm, steel | EC000882 | 6501120 | Rittal |  |  |  | 1.6 | x |  |  | 1.68 | 2021-05-01 | 99.6 | 1 | piece(s) | 4028177436046 | PCE |  |  |  | 76169990
6501130 | CP | CP Coupling CP 40, for support arm connection 120 x 65 mm, steel | CP Coupling CP 40, for support arm connection 120 x 65 mm, steel | EC000882 | 6501130 | Rittal |  |  |  | 1.5 | x |  |  | 1 | 2021-05-01 | 59.8 | 1 | piece(s) | 4028177436053 | PCE |  |  |  | 79070000
6501140 | CP | CP Angle piece 90°, CP 40, steel | CP Angle piece 90°, CP 40, steel | EC000882 | 6501140 | Rittal |  |  |  | 1.1 | x |  |  | 1.948 | 2021-05-01 | 47.9 | 1 | piece(s) | 4028177436060 | PCE |  |  |  | 73269098
6501150 | CP | CP Wall-mounted hinge CP 40, steel | CP Wall-mounted hinge CP 40, steel | EC000882 | 6501150 | Rittal |  |  |  | 2.2 | x |  |  | 3.91 | 2021-05-01 | 95.6 | 1 | piece(s) | 4028177436077 | PCE |  |  |  | 76169990
6501160 | CP | CP Top-mounted joint CP 40, steel | CP Top-mounted joint CP 40, steel | EC000882 | 6501160 | Rittal |  |  |  | 1.8 | x |  |  | 2.16 | 2021-05-01 | 95.6 | 1 | piece(s) | 4028177436084 | PCE |  |  |  | 76169990
6505100 | CP | CP Cover plate, for support arm connection 120x65 mm | CP Cover plate, for support arm connection 120x65 mm | EC000456 | 6505100 | Rittal |  |  |  | 0.12 | x |  |  | 1.02 | 2021-05-01 | 11.7 | 1 | piece(s) | 4028177237704 | PCE |  |  |  | 94039010
6505200 | CP | CP Cover plate, for support arm connection 90x71 mm | CP Cover plate, for support arm connection 90x71 mm | EC000456 | 6505200 | Rittal |  |  |  | 0.12 | x |  |  | 0.162 | 2021-05-01 | 11.3 | 1 | piece(s) | 4028177389823 | PCE |  |  |  | 94039010
6505500 | CP | CP Cover plate, for support arm connection Ø 130 mm | CP Cover plate, for support arm connection Ø 130 mm | EC000456 | 6505500 | Rittal |  |  |  | 0.14 | x |  |  | 0.55 | 2021-05-01 | 12.1 | 1 | piece(s) | 4028177205895 | PCE |  |  |  | 94039010
6514200 | CP | CP Utility bars, vertically hinged, standard keyboard support | CP Utility bars, vertically hinged, standard keyboard support | EC002620 | 6514200 | Rittal |  |  |  | 1.09 | x |  |  | 0.85 | 2021-05-01 | 52.5 | 2 | piece(s) | 4028177388260 | PK |  |  |  | 73269098
6535010 | CP | CP Command panel housing with door, WHD: 300x300x150 mm, Stainless steel 1.4301 | CP Command panel housing with door, WHD: 300x300x150 mm, Stainless steel 1.4301 | EC002504 | 6535010 | Rittal | 300 | 300 | 150 | 6.3 | x |  |  | 18.47 | 2021-05-01 | 257.2 | 1 | piece(s) | 4028177220362 | PCE |  |  |  | 94032080
6536010 | CP | CP Command panel housing with door, WHD: 400x300x150 mm, Stainless steel 1.4301 | CP Command panel housing with door, WHD: 400x300x150 mm, Stainless steel 1.4301 | EC002504 | 6536010 | Rittal | 400 | 300 | 150 | 7.5 | x |  |  | 22.398 | 2021-05-01 | 274 | 1 | piece(s) | 4028177220379 | PCE |  |  |  | 94032080
6538010 | CP | CP Command panel housing with door, WHD: 400x400x150 mm, Stainless steel 1.4301 | CP Command panel housing with door, WHD: 400x400x150 mm, Stainless steel 1.4301 | EC002504 | 6538010 | Rittal | 400 | 400 | 150 | 8.8 | x |  |  | 30.707 | 2021-05-01 | 309 | 1 | piece(s) | 4028177220386 | PCE |  |  |  | 94032080
6539010 | CP | CP Command panel housing with door, WHD: 600x400x150 mm, Stainless steel 1.4301 | CP Command panel housing with door, WHD: 600x400x150 mm, Stainless steel 1.4301 | EC002504 | 6539010 | Rittal | 600 | 400 | 150 | 12.1 | x |  |  | 43.724 | 2021-05-01 | 332 | 1 | piece(s) | 4028177220393 | PCE |  |  |  | 94032080
6660010 | CP | CP Support section CP 40, solid, L: 1000 mm, stainless steel, 1.4301 | CP Support section CP 40, solid, L: 1000 mm, stainless steel, 1.4301 | EC000882 | 6660010 | Rittal | 0 | 0 |  | 3.9 | x |  |  | 4.221 | 2021-05-01 | 71.9 | 1 | piece(s) | 4028177254237 | PCE |  |  |  | 73064020
6660050 | CP | CP Support section CP 40, solid, L: 500 mm, stainless steel, 1.4301 | CP Support section CP 40, solid, L: 500 mm, stainless steel, 1.4301 | EC000882 | 6660050 | Rittal | 0 | 0 |  | 2 | x |  |  | 1.263 | 2021-05-01 | 45.4 | 1 | piece(s) | 4028177254220 | PCE |  |  |  | 73064020
6663000 | CP | CP Wall/base mounting bracket, rigid, CP 40, stainless steel, 1.4305 | CP Wall/base mounting bracket, rigid, CP 40, stainless steel, 1.4305 | EC000882 | 6663000 | Rittal |  |  |  | 1.7 | x |  |  | 1.563 | 2021-05-01 | 118.9 | 1 | piece(s) | 4028177122208 | PCE |  |  |  | 73269098
6663400 | CP | CP Wall/base mounting bracket, swivel, CP 40 | CP Wall/base mounting bracket, swivel, CP 40, front mounting, stainless steel, 1.4305 | EC000882 | 6663400 | Rittal |  |  |  | 1.5 | x |  |  | 3.472 | 2021-05-01 | 200 | 1 | piece(s) | 4028177122222 | PCE |  |  |  | 73269098
6663500 | CP | CP Wall/base mounting bracket, swivel, CP 40 | CP Wall/base mounting bracket, swivel, CP 40, rear mounting, stainless steel, 1.4305 | EC000882 | 6663500 | Rittal |  |  |  | 3.9 | x |  |  | 2.016 | 2021-05-01 | 179.1 | 1 | piece(s) | 4028177122246 | PCE |  |  |  | 73269098
6664000 | CP | CP Coupling CP 40, stainless steel, 1.4305 | CP Coupling CP 40, stainless steel, 1.4305 | EC000882 | 6664000 | Rittal |  |  |  | 1.1 | x |  |  | 0.694 | 2021-05-01 | 103.8 | 1 | piece(s) | 4028177122260 | PCE |  |  |  | 73269098
6664100 | CP | CP Tilting adaptor 10°, CP 40, stainless steel, 1.4305 | CP Tilting adaptor 10°, CP 40, stainless steel, 1.4305 | EC000882 | 6664100 | Rittal |  |  |  | 0.7 | x |  |  | 0.342 | 2021-05-01 | 70.2 | 1 | piece(s) | 4028177195066 | PCE |  |  |  | 73269098
6664300 | CP | CP Angle piece 90°, CP 40, stainless steel, 1.4305 | CP Angle piece 90°, CP 40, stainless steel, 1.4305 | EC000882 | 6664300 | Rittal |  |  |  | 1.3 | x |  |  | 1.575 | 2021-05-01 | 60.3 | 1 | piece(s) | 4028177665927 | PCE |  |  |  | 83024900
6664500 | CP | CP Attachment CP 40, stainless steel, 1.4305 | CP Attachment CP 40, stainless steel, 1.4305 | EC000882 | 6664500 | Rittal |  |  |  | 1.3 | x |  |  | 0.8 | 2021-05-01 | 54.1 | 1 | piece(s) | 4028177305670 | PCE |  |  |  | 73269098
6665000 | CP | CP Wall console CP 40, rear mounting, stainless steel, 1.4301 | CP Wall console CP 40, rear mounting, stainless steel, 1.4301 | EC000882 | 6665000 | Rittal |  |  |  | 1.5 | x |  |  | 2.809 | 2021-05-01 | 181 | 1 | piece(s) | 4028177122284 | PCE |  |  |  | 73269098
6665500 | CP | CP Wall console CP 40, front mounting, stainless steel, 1.4301 | CP Wall console CP 40, front mounting, stainless steel, 1.4301 | EC000882 | 6665500 | Rittal |  |  |  | 1.8 | x |  |  | 3.465 | 2021-05-01 | 194 | 1 | piece(s) | 4028177184725 | PCE |  |  |  | 73269098
6681000 | CP | CP Premium Panel IP 69K, WHD: 530x360x120 mm, Stainless steel 1.4301 | CP Premium Panel IP 69K, WHD: 530x360x120 mm, Stainless steel 1.4301, To fit panels WH 482.6x310 mm, Installation depth 115 mm | EC002504 | 6681000 | Rittal | 530 | 360 | 120 | 9.3 | x |  |  | 29.711 | 2021-05-01 | 367 | 1 | piece(s) | 4028177305656 | PCE |  |  |  | 94039010
6700600 | TP | TP TopConsole system, pedestal, WHD: 600x675x400 mm, Sheet steel | TP TopConsole system, pedestal, WHD: 600x675x400 mm, Sheet steel | EC000784 | 6700600 | Rittal | 600 | 675 | 400 | 33 |  | 0 | 0 | 0 | 2021-05-01 | 250.8 | 1 | piece(s) | 4028177959842 | PCE |  |  |  | 94032080
6701600 | TP | TP TopConsole system, pedestal, WHD: 800x675x400 mm, Sheet steel | TP TopConsole system, pedestal, WHD: 800x675x400 mm, Sheet steel | EC000784 | 6701600 | Rittal | 800 | 675 | 400 | 41.7 |  | 0 | 0 | 0 | 2021-05-01 | 276 | 1 | piece(s) | 4028177959859 | PCE |  |  |  | 94032080
6702600 | TP | TP TopConsole system, pedestal, WHD: 1200x675x400 mm, Sheet steel | TP TopConsole system, pedestal, WHD: 1200x675x400 mm, Sheet steel | EC000784 | 6702600 | Rittal | 1200 | 675 | 400 | 60.5 |  | 0 | 0 | 0 | 2021-05-01 | 380 | 1 | piece(s) | 4028177959866 | PCE |  |  |  | 94032080
6703600 | TP | TP TopConsole system, pedestal, WHD: 1600x675x400 mm, Sheet steel | TP TopConsole system, pedestal, WHD: 1600x675x400 mm, Sheet steel | EC000784 | 6703600 | Rittal | 1600 | 675 | 400 | 80 |  | 0 | 0 | 0 | 2021-05-01 | 438 | 1 | piece(s) | 4028177959873 | PCE |  |  |  | 94032080
6704600 | TP | TP TopConsole system, pedestal, WHD: 600x675x500 mm, Sheet steel | TP TopConsole system, pedestal, WHD: 600x675x500 mm, Sheet steel | EC000784 | 6704600 | Rittal | 600 | 675 | 500 | 45 |  | 0 | 0 | 0 | 2021-05-01 | 297 | 1 | piece(s) | 4028177959880 | PCE |  |  |  | 94032080
6705600 | TP | TP TopConsole system, pedestal, WHD: 800x675x500 mm, Sheet steel | TP TopConsole system, pedestal, WHD: 800x675x500 mm, Sheet steel | EC000784 | 6705600 | Rittal | 800 | 675 | 500 | 52.5 |  | 0 | 0 | 0 | 2021-05-01 | 320 | 1 | piece(s) | 4028177959897 | PCE |  |  |  | 94032080
6706600 | TP | TP TopConsole system, pedestal, WHD: 1200x675x500 mm, Sheet steel | TP TopConsole system, pedestal, WHD: 1200x675x500 mm, Sheet steel | EC000784 | 6706600 | Rittal | 1200 | 675 | 500 | 75 |  | 0 | 0 | 0 | 2021-05-01 | 437 | 1 | piece(s) | 4028177959903 | PCE |  |  |  | 94032080
6707600 | TP | TP TopConsole system, pedestal, WHD: 1600x675x500 mm, Sheet steel | TP TopConsole system, pedestal, WHD: 1600x675x500 mm, Sheet steel | EC000784 | 6707600 | Rittal | 1600 | 675 | 500 | 90 |  | 0 | 0 | 0 | 2021-05-01 | 507 | 1 | piece(s) | 4028177959910 | PCE |  |  |  | 94032080
6710500 | TP | TP TopConsole system, desk section for 2-part configuration, WD: 600x700 mm | TP TopConsole system, desk section for 2-part configuration, WD: 600x700 mm, Sheet steel | EC000784 | 6710500 | Rittal | 600 | 235 | 700 | 22 | x |  |  | 137.313 | 2021-05-01 | 278 | 1 | piece(s) | 4028177554184 | PCE |  |  |  | 94032080
6711500 | TP | TP TopConsole system, desk section for 2-part configuration, WD: 800x700 mm | TP TopConsole system, desk section for 2-part configuration, WD: 800x700 mm, Sheet steel | EC000784 | 6711500 | Rittal | 800 | 235 | 700 | 25 | x |  |  | 184.762 | 2021-05-01 | 301 | 1 | piece(s) | 4028177554191 | PCE |  |  |  | 94032080
6712500 | TP | TP TopConsole system, desk section for 2-part configuration, WD: 1200x700 mm | TP TopConsole system, desk section for 2-part configuration, WD: 1200x700 mm, Sheet steel | EC000784 | 6712500 | Rittal | 1200 | 235 | 700 | 46 | x |  |  | 279.99 | 2021-05-01 | 381 | 1 | piece(s) | 4028177554207 | PCE |  |  |  | 94032080
6713500 | TP | TP TopConsole system, desk section for 2-part configuration, WD: 1600x700 mm | TP TopConsole system, desk section for 2-part configuration, WD: 1600x700 mm, Sheet steel | EC000784 | 6713500 | Rittal | 1600 | 235 | 700 | 59 | x |  |  | 359.537 | 2021-05-01 | 446 | 1 | piece(s) | 4028177554214 | PCE |  |  |  | 94032080
6714500 | TP | TP TopConsole system, desk section for 3-part configuration, WD: 600x700 mm | TP TopConsole system, desk section for 3-part configuration, WD: 600x700 mm, Sheet steel | EC000784 | 6714500 | Rittal | 600 | 235 | 700 | 18.3 | x |  |  | 135.954 | 2021-05-01 | 232.9 | 1 | piece(s) | 4028177554221 | PCE |  |  |  | 94032080
6715500 | TP | TP TopConsole system, desk section for 3-part configuration, WD: 800x700 mm | TP TopConsole system, desk section for 3-part configuration, WD: 800x700 mm, Sheet steel | EC000784 | 6715500 | Rittal | 800 | 235 | 700 | 27 | x |  |  | 176.956 | 2021-05-01 | 253.4 | 1 | piece(s) | 4028177554238 | PCE |  |  |  | 94032080
6716500 | TP | TP TopConsole system, desk section for 3-part configuration, WD: 1200x700 mm | TP TopConsole system, desk section for 3-part configuration, WD: 1200x700 mm, Sheet steel | EC000784 | 6716500 | Rittal | 1200 | 235 | 700 | 37 | x |  |  | 262.197 | 2021-05-01 | 317 | 1 | piece(s) | 4028177554245 | PCE |  |  |  | 94032080
6717500 | TP | TP TopConsole system, desk section for 3-part configuration, WD: 1600x700 mm | TP TopConsole system, desk section for 3-part configuration, WD: 1600x700 mm, Sheet steel | EC000784 | 6717500 | Rittal | 1600 | 235 | 700 | 48 | x |  |  | 347.49 | 2021-05-01 | 368 | 1 | piece(s) | 4028177554252 | PCE |  |  |  | 94032080
6720500 | TP | TP TopConsole system, Consoles for 3-part assembly, WD: 600x700 mm | TP TopConsole system, Consoles for 3-part assembly, WD: 600x700 mm, Sheet steel | EC000784 | 6720500 | Rittal | 600 | 700 | 240 | 11.7 | x |  |  | 137.469 | 2021-05-01 | 226.8 | 1 | piece(s) | 4028177554269 | PCE |  |  |  | 94032080
6721500 | TP | TP TopConsole system, Consoles for 3-part assembly, WD: 800x700 mm | TP TopConsole system, Consoles for 3-part assembly, WD: 800x700 mm, Sheet steel | EC000784 | 6721500 | Rittal | 800 | 700 | 240 | 27 | x |  |  | 179.273 | 2021-05-01 | 246.9 | 1 | piece(s) | 4028177554276 | PCE |  |  |  | 94032080
6722500 | TP | TP TopConsole system, Consoles for 3-part assembly, WD: 1200x700 mm | TopConsole system TP, Consoles for 3-part assembly, 1200 x 700 mm, Sheet steel | EC000784 | 6722500 | Rittal | 1200 | 700 | 240 | 38 | x |  |  | 271.161 | 2021-05-01 | 329 | 1 | piece(s) | 4028177554283 | PCE |  |  |  | 94032080
6723500 | TP | TP TopConsole system, Consoles for 3-part assembly, WD: 1600x700 mm | TP TopConsole system, Consoles for 3-part assembly, WD: 1600x700 mm, Sheet steel | EC000784 | 6723500 | Rittal | 1600 | 700 | 240 | 51 | x |  |  | 335.113 | 2021-05-01 | 390 | 1 | piece(s) | 4028177554290 | PCE |  |  |  | 94032080
6730030 | TP | TP Trim panel, for CM, TP, for WD: 1600x400 mm | TP Trim panel, for CM, TP, for WD: 1600x400 mm | EC002620 | 6730030 | Rittal | 0 | 24.5 | 0 | 10 | x |  |  | 22.045 | 2021-05-01 | 77.3 | 1 | piece(s) | 4028177554375 | PCE |  |  |  | 94039010
6730100 | TP | TP Trim panel, for CM, TP, for WD: 600x500 mm | TP Trim panel, for CM, TP, for WD: 600x500 mm | EC002620 | 6730100 | Rittal | 0 | 24.5 | 0 | 5 | x |  |  | 10.35 | 2021-05-01 | 47.8 | 1 | piece(s) | 4028177554399 | PCE |  |  |  | 94039010
6730110 | TP | TP Trim panel, for CM, TP, for WD: 800x500 mm | TP Trim panel, for CM, TP, for WD: 800x500 mm | EC002620 | 6730110 | Rittal | 0 | 24.5 | 0 | 7 | x |  |  | 16.17 | 2021-05-01 | 51.3 | 1 | piece(s) | 4028177554405 | PCE |  |  |  | 94039010
6730120 | TP | TP Trim panel, for CM, TP, for WD: 1200x500 mm | TP Trim panel, for CM, TP, for WD: 1200x500 mm | EC002620 | 6730120 | Rittal | 0 | 24.5 | 0 | 10 | x |  |  | 20.837 | 2021-05-01 | 70.3 | 1 | piece(s) | 4028177554412 | PCE |  |  |  | 94039010
6730130 | TP | TP Trim panel, for CM, TP, for WD: 1600x500 mm | TP Trim panel, for CM, TP, for WD: 1600x500 mm | EC002620 | 6730130 | Rittal | 0 | 24.5 | 0 | 13 | x |  |  | 30.164 | 2021-05-01 | 83.7 | 1 | piece(s) | 4028177554429 | PCE |  |  |  | 94039010
6730310 | TP | TP Partial mounting plates, locatable, for TS, SE, TP, WD: 200x437 mm | TP Partial mounting plates, locatable, for TS, SE, TP, WD: 200x437 mm | EC000784 | 6730310 | Rittal | 200 | 437 | 0 | 2.04 | x |  |  | 2.833 | 2021-05-01 | 14.6 | 1 | piece(s) | 4028177554474 | PCE |  |  |  | 73269098
6730330 | TP | TP Partial mounting plates, locatable, for TS, SE, TP, WD: 500x437 mm | TP Partial mounting plates, locatable, for TS, SE, TP, WD: 500x437 mm | EC000784 | 6730330 | Rittal | 500 | 437 | 0 | 4.8 | x |  |  | 8.112 | 2021-05-01 | 22.8 | 1 | piece(s) | 4028177554481 | PCE |  |  |  | 73269098
6730340 | TP | TP Partial mounting plates, locatable, for TS, SE, TP, WD: 700x437 mm | TP Partial mounting plates, locatable, for TS, SE, TP, WD: 700x437 mm | EC000784 | 6730340 | Rittal | 700 | 437 | 0 | 6.7 | x |  |  | 11.076 | 2021-05-01 | 28.2 | 1 | piece(s) | 4028177559417 | PCE |  |  |  | 73269098
6731120 | TP | TP TP aluminium strip, TP aluminum strip, L: 1750 mm | TP TP aluminium strip, TP aluminum strip, L: 1750 mm | EC002620 | 6731120 | Rittal |  |  |  | 0.8 | x |  |  | 4.298 | 2021-05-01 | 19.6 | 1 | piece(s) | 4028177662513 | PCE |  |  |  | 76169990
6740600 | TP | TP One-piece console, WHD1: 1000x960x400/T2: 520 mm, Sheet steel | TP One-piece console, WHD1: 1000x960x400/T2: 520 mm, Sheet steel | EC000784 | 6740600 | Rittal | 1000 | 975 | 0 | 85 | 930 x 900 | 930 | 900 | 0 | 2021-05-01 | 406 | 1 | piece(s) | 4028177959941 | PCE |  |  |  | 94032080
6742600 | TP | TP One-piece console, WHD1: 1200x960x400/T2: 520 mm, Sheet steel | TP One-piece console, WHD1: 1200x960x400/T2: 520 mm, Sheet steel | EC000784 | 6742600 | Rittal | 1200 | 975 | 0 | 95 | 1130 x 900 | 1130 | 900 | 0 | 2021-05-01 | 466 | 1 | piece(s) | 4028177959958 | PCE |  |  |  | 94032080
6746600 | TP | TP One-piece console, WHD1: 600x960x400/T2: 520 mm, Sheet steel | TP One-piece console, WHD1: 600x960x400/T2: 520 mm, Sheet steel | EC000784 | 6746600 | Rittal | 600 | 975 | 0 | 51.6 | 530 x 900 | 530 | 900 | 0 | 2021-05-01 | 309 | 1 | piece(s) | 4028177959927 | PCE |  |  |  | 94032080
6748600 | TP | TP One-piece console, WHD1: 800x960x400/T2: 520 mm, Sheet steel | TP One-piece console, WHD1: 800x960x400/T2: 520 mm, Sheet steel | EC000784 | 6748600 | Rittal | 800 | 975 | 0 | 63.7 | 730 x 900 | 730 | 900 | 0 | 2021-05-01 | 362 | 1 | piece(s) | 4028177959934 | PCE |  |  |  | 94032080
6900000 | IW | IW Industrial workstation, housing, WHD: 600x900x600 mm | IW Industrial workstation, housing, WHD: 600x900x600 mm, with designer door at the front, rear panel | EC002502 | 6900000 | Rittal | 600 | 900 | 600 | 54.9 | x |  |  | 407.68 | 2021-05-01 | 555 | 1 | piece(s) | 4028177290037 | PCE |  |  |  | 94032080
6900100 | IW | IW Industrial workstation, housing, WHD: 600x900x600 mm | IW Industrial workstation, housing, WHD: 600x900x600 mm, with designer door at the front, rear door | EC002502 | 6900100 | Rittal | 600 | 900 | 600 | 59.9 | x |  |  | 418.6 | 2021-05-01 | 578 | 1 | piece(s) | 4028177290044 | PCE |  |  |  | 94032080
6900400 | IW | IW Industrial workstation, housing, WHD: 600x900x600 mm | IW Industrial workstation, housing, WHD: 600x900x600 mm, with drawer section, designer door at the front, Rear door | EC002502 | 6900400 | Rittal | 600 | 900 | 600 | 73 | x |  |  | 409.5 | 2021-05-01 | 894 | 1 | piece(s) | 4028177290068 | PCE |  |  |  | 94032080
6900410 | IW | IW Industrial workstation, housing, WHD: 600x900x600 mm | IW Industrial workstation, housing, WHD: 600x900x600 mm, with drawer section for keyboard, and mouse, designer door at the front, rear door | EC002502 | 6900410 | Rittal | 600 | 900 | 600 | 73 | x |  |  | 535.5 | 2021-05-01 | 986 | 1 | piece(s) | 4028177423046 | PCE |  |  |  | 94032080
6901100 | IW | IW Industrial workstation, housing, WHD: 600x1000x600 mm | IW Industrial workstation, housing, WHD: 600x1000x600 mm, with worktop, keyboard drawer, Designer door at the front, rear door | EC002502 | 6901100 | Rittal | 600 | 1000 | 645 | 91 | x |  |  | 496.08 | 2021-05-01 | 1022 | 1 | piece(s) | 4028177305649 | PCE |  |  |  | 94032080
6902100 | IW | IW Industrial workstation, worktops, WD: 1000x895 mm | IW Industrial workstation, worktops, WD: 1000x895 mm | EC002502 | 6902100 | Rittal | 1000 | 38 | 895 | 24 | x |  |  | 69.93 | 2021-05-01 | 159.6 | 1 | piece(s) | 4028177289772 | PCE |  |  |  | 94039010
6902300 | IW | IW Industrial workstation, worktops, WD: 610x645 mm | IW Industrial workstation, worktops, WD: 610x645 mm | EC002502 | 6902300 | Rittal | 610 | 38 | 645 | 11.6 | x |  |  | 28.507 | 2021-05-01 | 78.5 | 1 | piece(s) | 4028177289819 | PCE |  |  |  | 94039010
6902310 | IW | IW Industrial workstation, worktops for pedestal, complete, WD: 950x600 mm | IW Industrial workstation, worktops for pedestal, complete, WD: 950x600 mm | EC002502 | 6902310 | Rittal |  |  |  | 16 | x |  |  | 39.655 | 2021-05-01 | 121.9 | 1 | piece(s) | 4028177289826 | PCE |  |  |  | 94039010
6902700 | IW | IW Drawer tray, pull-out, for enclosure types IW and PC | IW Drawer tray, pull-out, for enclosure types IW and PC | EC002620 | 6902700 | Rittal | 484.5 | 83 | 519 | 8.6 | x |  |  | 35.031 | 2021-05-01 | 111.8 | 1 | piece(s) | 4028177289857 | PCE |  |  |  | 94039010
6902770 | IW | IW Industrial workstation, gland plate for IW worktops | IW Industrial workstation, gland plate for IW worktops | EC002502 | 6902770 | Rittal |  |  |  | 0.04 | x |  |  | 0.23 | 2021-05-01 | 11.8 | 1 | piece(s) | 4028177399303 | PCE |  |  |  | 39269097
6902950 | IW | IW Industrial workstation, base for tubular door frame | IW Industrial workstation, base for tubular door frame | EC002620 | 6902950 | Rittal | 445 | 159 | 230 | 4.3 | x |  |  | 31.35 | 2021-05-01 | 46 | 1 | piece(s) | 4028177438729 | PCE |  |  |  | 94039010
6902960 | IW | IW Component shelf, pull-out, for TS, SE, PC, IW, for enclosure depth 600 mm | IW Component shelf, pull-out, for TS, SE, PC, IW, for enclosure depth 600 mm | EC002620 | 6902960 | Rittal | 0 |  |  | 7.8 | x |  |  | 37.001 | 2021-05-01 | 83.2 | 1 | piece(s) | 4028177289864 | PCE |  |  |  | 94039010
6902980 | IW | IW Component shelf, pull-out, for TS, PC, IW, for enclosure depth 800 mm | IW Component shelf, pull-out, for TS, PC, IW, for enclosure depth 800 mm | EC002620 | 6902980 | Rittal | 0 |  |  | 9.1 | x |  |  | 44.51 | 2021-05-01 | 97 | 1 | piece(s) | 4028177289871 | PCE |  |  |  | 94039010
6903200 | IW | IW Industrial workstation, paper removal flap, for installation in surfaces | IW Industrial workstation, paper removal flap, for installation in surfaces | EC002617 | 6903200 | Rittal |  |  |  | 2.2 | x |  |  | 15.411 | 2021-05-01 | 106.7 | 1 | piece(s) | 4028177524729 | PCE |  |  |  | 94039010
7000620 | TE | TE Component shelf, WHD: 511x22x413 mm, 30 kg, static | TE Component shelf, WHD: 511x22x413 mm, 30 kg, static, distance between levels: 495 mm, static installation, For TE, RAL 7035 | EC002620 | 7000620 | Rittal | 511 | 22 | 413 | 3.45 | x |  |  | 17.509 | 2021-05-01 | 24.7 | 1 | piece(s) | 4028177436411 | PCE |  |  |  | 94039010
7000625 | DK | DK Component shelf, WxD: 482,6x500 mm, 50 kg, distance between levels: 495 mm | DK Component shelf, WxD: 482,6x500 mm, 50 kg, distance between levels: 495 mm, depth-variable, For 482.6 mm (19") system punchings, RAL 7035 | EC002620 | 7000625 | Rittal | 482.6 | 0 | 500 | 4.77 | x |  |  | 9.296 | 2021-05-01 | 85.8 | 1 | piece(s) | 4028177553149 | PCE |  |  |  | 94039010
7000630 | DK | DK-TS Socket strip, CEE 7/3 (type F), 8-way, 230 V, 16 A, LHD: | DK-TS Socket strip, CEE 7/3 (type F), 8-way, 230 V, 16 A, LHD: | EC000330 | 7000630 | Rittal |  | 0 | 0 | 0.92 | x |  |  | 4.77 | 2021-05-01 | 26.1 | 1 | piece(s) | 4028177438569 | PCE |  |  |  | 85369095
7000672 | TE | TE Transport castors, For TE, M10x20, max. 300 kg | TE Transport castors, For TE, M10x20, max. 300 kg | EC000721 | 7000672 | Rittal | 0 | 0 | 0 | 1.068 | x |  |  | 0.466 | 2021-05-01 | 53.2 | 4 | piece(s) | 4028177437340 | PK |  |  |  | 83024900
7000675 | TE | TE Complete earthing kit, For TE, Ø 4 mm², Imax. 40 A | TE Complete earthing kit, For TE, Ø 4 mm², Imax. 40 A | EC001503 | 7000675 | Rittal |  |  |  | 0.45 | x |  |  | 0.54 | 2021-05-01 | 18.2 | 1 | piece(s) | 4028177437357 | PCE |  |  |  | 73269098
7000684 | TE | DK Mounting kit PSM, static installation, without cable routing, For TE | DK Mounting kit PSM, static installation, without cable routing, For TE | EC002625 | 7000684 | Rittal |  |  |  | 0.394 | x |  |  | 0.558 | 2021-05-01 | 9.66 | 1 | piece(s) | 4028177488250 | PCE |  |  |  | 73269098
7000685 | DK | DK Cable route on the mounting frame, WxH: 100x1700 mm | DK Cable route on the mounting frame, WxH: 100x1700 mm | EC000322 | 7000685 | Rittal | 100 | 1700 |  | 3.63 | x |  |  | 13.12 | 2021-05-01 | 44.5 | 1 | piece(s) | 4028177492141 | PCE |  |  |  | 73269098
7000688 | DK | DK PDU mounting adaptor, For TE, For DK-TS, For W: 800 mm | DK PDU mounting adaptor, For TE, For DK-TS, For W: 800 mm | EC000330 | 7000688 | Rittal | 0 | 0 | 0 | 0.44 | x |  |  | 0 | 2021-05-01 | 8.17 | 2 | piece(s) | 4028177705814 | PK |  |  |  | 73269098
7000990 | DK | DK Spring nuts with screws, L:10 mm, M6, T-slot mounting angles | DK Spring nuts with screws, L:10 mm, M6, T-slot mounting angles | EC002358 | 7000990 | Rittal |  |  |  | 0.3 | x |  |  | 0.004 | 2021-05-01 | 24.9 | 50 | piece(s) | 4028177122581 | PK |  |  |  | 73181900
7030000 | DK | DK CMC III Processing Unit, Central unit of the CMC III monitoring system | DK CMC III Processing Unit, Central unit of the CMC III monitoring system, WHD: 138x40x132 mm, max. 32 sensors | EC002627 | 7030000 | Rittal | 138 | 40 | 132 | 0.62 | x |  |  | 4.166 | 2021-05-01 | 498 | 1 | piece(s) | 4028177659322 | PCE |  |  |  | 85311095
7030010 | DK | DK CMC III Processing Unit Compact | DK CMC III Processing Unit Compact, Central unit of the CMC III monitoring system, WHD: 138x40x132 mm, max. 4 sensors | EC002627 | 7030010 | Rittal | 138 | 40 | 132 | 0.61 | x |  |  | 4.031 | 2021-05-01 | 269 | 1 | piece(s) | 4028177659339 | PCE |  |  |  | 85311095
7030040 | DK | DK CMC III I/O Unit, For signal receiving and passing on control commands | DK CMC III I/O Unit, For signal receiving and passing on control commands, WHD: 138x40x132 mm, Monitoring: > 8 digital inputs, Control: > 4 Relais | EC002627 | 7030040 | Rittal | 138 | 40 | 132 | 0.62 | x |  |  | 4.263 | 2021-05-01 | 213.1 | 1 | piece(s) | 4028177659360 | PCE |  |  |  | 85311095
7030050 | DK | DK CMC III Power Unit, For power supply and controlling IT equipment via CMC III | DK CMC III Power Unit, For power supply and controlling IT equipment via CMC III, Input: C14 100-230 V, 10 A 50/60 Hz, Output: 2x C13, 100-230 V, in total up to 10 A, 50/60 Hz | EC002627 | 7030050 | Rittal | 138 | 40 | 132 | 0.58 | x |  |  | 3.87 | 2021-05-01 | 224.7 | 1 | piece(s) | 4028177659377 | PCE |  |  |  | 85311095
7030051 | DK | DK CMC III interference suppressor for fans, RAL 9005 | DK CMC III interference suppressor for fans, RAL 9005 | EC002627 | 7030051 | Rittal |  |  |  | 0.011 | x |  |  | 0.039 | 2021-05-01 | 10.7 | 1 | piece(s) | 4028177701311 | PCE |  |  |  | 90309000
7030060 | DK | DK CMC III Power pack, For power supply of the CMC III Processing Units | DK CMC III Power pack, For power supply of the CMC III Processing Units, Input: C14 100-230 V, 50/60 Hz, Output: 24 V DC, 2 A | EC002627 | 7030060 | Rittal | 138 | 40 | 132 | 0.65 | x |  |  | 4.031 | 2021-05-01 | 76.9 | 1 | piece(s) | 4028177659384 | PCE |  |  |  | 85043121
7030071 | DK | DK CMC III mounting units, WHD: 170x1 Ux160 mm | DK CMC III mounting units, WHD: 170x1 Ux160 mm | EC002627 | 7030071 | Rittal | 170 | 0 | 160 | 0.45 | x |  |  | 2.527 | 2021-05-01 | 34.2 | 1 | piece(s) | 4028177662711 | PCE |  |  |  | 73269098
7030080 | DK | DK CMC III programming cable USB, For commissioning the CMC III Processing Units | DK CMC III programming cable USB, For commissioning the CMC III Processing Units, L: 3 m, 1 x USB series A, 1 x Mini USB | EC000313 | 7030080 | Rittal |  |  |  | 0.11 | x |  |  | 0.338 | 2021-05-01 | 22.5 | 1 | piece(s) | 4028177659407 | PCE |  |  |  | 85444290
7030087 | DK | CMC III cable clamp straps | DK CMC III cable clamp straps, for tool-free attachment at the rear of the CMC III 19" mounting unit 7030.088. For cable routing at the rear of the CMC III components, RAL 9005 | EC000322 | 7030087 | Rittal |  |  |  | 0.5 | x |  |  | 3.413 | 2021-05-01 | 26.1 | 1 | piece(s) | 4028177701229 | PCE |  |  |  | 73269098
7030088 | DK | DK CMC III mounting units, 1 U, 482.6 mm (19") | DK CMC III mounting units, 1 U, 482.6 mm (19") | EC002627 | 7030088 | Rittal | 482.6 | 0 | 141 | 0.539 | x |  |  | 4.447 | 2021-05-01 | 36.2 | 1 | piece(s) | 4028177709423 | PCE |  |  |  | 39269097
7030090 | DK | DK CMC III CAN bus connection cable, L: 0,5 m, type: RJ45 | DK CMC III CAN bus connection cable, L: 0,5 m, type: RJ45 | EC000313 | 7030090 | Rittal |  |  |  | 0.026 | x |  |  | 0.14 | 2021-05-01 | 5.92 | 1 | piece(s) | 4028177659414 | PCE |  |  |  | 85444290
7030091 | DK | DK CMC III CAN bus connection cable, L: 1 m, type: RJ45 | DK CMC III CAN bus connection cable, L: 1 m, type: RJ45 | EC000313 | 7030091 | Rittal |  |  |  | 0.046 | x |  |  | 0.137 | 2021-05-01 | 7.11 | 1 | piece(s) | 4028177659421 | PCE |  |  |  | 85444290
7030092 | DK | DK CMC III CAN bus connection cable, L: 1,5 m, type: RJ45 | DK CMC III CAN bus connection cable, L: 1,5 m, type: RJ45 | EC000313 | 7030092 | Rittal |  |  |  | 0.065 | x |  |  | 0.156 | 2021-05-01 | 8.29 | 1 | piece(s) | 4028177659438 | PCE |  |  |  | 85444290
7030093 | DK | DK CMC III CAN bus connection cable, L: 2 m, type: RJ45 | DK CMC III CAN bus connection cable, L: 2 m, type: RJ45 | EC000313 | 7030093 | Rittal |  |  |  | 0.091 | x |  |  | 0.136 | 2021-05-01 | 9.48 | 1 | piece(s) | 4028177659445 | PCE |  |  |  | 85444290
7030094 | DK | DK CMC III CAN bus connection cable, L: 5 m, type: RJ45 | DK CMC III CAN bus connection cable, L: 5 m, type: RJ45 | EC000313 | 7030094 | Rittal |  |  |  | 0.199 | x |  |  | 0.663 | 2021-05-01 | 10.7 | 1 | piece(s) | 4028177659452 | PCE |  |  |  | 85444290
7030095 | DK | DK CMC III CAN bus connection cable, L: 10 m, type: RJ45 | DK CMC III CAN bus connection cable, L: 10 m, type: RJ45 | EC000313 | 7030095 | Rittal |  |  |  | 0.397 | x |  |  | 1.19 | 2021-05-01 | 17.8 | 1 | piece(s) | 4028177659469 | PCE |  |  |  | 85444290
7030100 | DK | DK CMC III CAN bus sensor, For connecting CMC-TC sensors, WHD: 110x30x40 mm | DK CMC III CAN bus sensor, For connecting CMC-TC sensors, WHD: 110x30x40 mm, Interfaces: RJ12, 2xRJ45 CAN bus | EC002627 | 7030100 | Rittal | 110 | 30 | 40 | 0.192 | x |  |  | 1.26 | 2021-05-01 | 62.7 | 1 | piece(s) | 4028177659476 | PCE |  |  |  | 85311095
7030110 | DK | DK CMC III Temperature sensor, WHD: 80x28x40 mm | DK CMC III Temperature sensor, WHD: 80x28x40 mm | EC002627 | 7030110 | Rittal | 80 | 30 | 40 | 0.201 | x |  |  | 1.26 | 2021-05-01 | 65.2 | 1 | piece(s) | 4028177659483 | PCE |  |  |  | 90269000
7030111 | DK | DK CMC III Temperature/humidity sensor, WHD: 80x28x40 mm | DK CMC III Temperature/humidity sensor, WHD: 80x28x40 mm | EC002627 | 7030111 | Rittal | 80 | 30 | 40 | 0.206 | x |  |  | 1.26 | 2021-05-01 | 118.4 | 1 | piece(s) | 4028177659490 | PCE |  |  |  | 90269000
7030120 | DK | DK CMC III Infrared access sensor, WHD: 80x28x40 mm | DK CMC III Infrared access sensor, WHD: 80x28x40 mm | EC002627 | 7030120 | Rittal | 80 | 30 | 40 | 0.176 | x |  |  | 1.26 | 2021-05-01 | 71.1 | 1 | piece(s) | 4028177659506 | PCE |  |  |  | 85319000
7030128 | DK | CMC III Access sensor VX | CMC III Access sensor VX | EC002627 | 7030128 | Rittal | 0 | 0 | 0 | 0.09 | x |  |  | 0.6 | 2021-05-01 | 36.8 | 1 | piece(s) | 4028177925830 | PCE |  |  |  | 85319000
7030130 | DK | DK CMC III Vandalism sensor, WHD: 80x28x40 mm | DK CMC III Vandalism sensor, WHD: 80x28x40 mm | EC002627 | 7030130 | Rittal | 80 | 30 | 40 | 0.193 | x |  |  | 1.26 | 2021-05-01 | 71.1 | 1 | piece(s) | 4028177659513 | PCE |  |  |  | 85319000
7030140 | DK | DK CMC III Analog airflow sensor, WHD: 110x30x40 mm | DK CMC III Analog airflow sensor, WHD: 110x30x40 mm | EC002627 | 7030140 | Rittal | 110 | 30 | 40 | 0.427 | x |  |  | 1.544 | 2021-05-01 | 211.8 | 1 | piece(s) | 4028177659520 | PCE |  |  |  | 85319000
7030150 | DK | DK CMC III Analog differential pressure sensor, WHD: 110x30x40 mm | DK CMC III Analog differential pressure sensor, WHD: 110x30x40 mm | EC002627 | 7030150 | Rittal | 110 | 30 | 40 | 0.415 | x |  |  | 4.29 | 2021-05-01 | 189.3 | 1 | piece(s) | 4028177659537 | PCE |  |  |  | 85319000
7030190 | DK | DK CMC III Universal sensor, WHD: 110x30x40 mm | DK CMC III Universal sensor, WHD: 110x30x40 mm | EC002627 | 7030190 | Rittal | 110 | 30 | 40 | 0.199 | x |  |  | 1.26 | 2021-05-01 | 82.9 | 1 | piece(s) | 4028177659544 | PCE |  |  |  | 85319000
7030202 | DK | CMC III Access Control | CMC III Access Control | EC002627 | 7030202 | Rittal | 110 | 30 | 40 | 0.183 | x |  |  | 1.26 | 2021-05-01 | 73.5 | 1 | piece(s) | 4028177925847 | PCE |  |  |  | 85311095
7030223 | DK | CMC III Coded lock VX, RAL 9005 | CMC III Coded lock VX, RAL 9005 | EC002627 | 7030223 | Rittal | 50 | 190 | 25 | 0.271 | x |  |  | 1.176 | 2021-05-01 | 141.7 | 1 | piece(s) | 4028177936539 | PCE |  |  |  | 83015000
7030233 | DK | CMC III Transponder reader VX, RAL 9005 | CMC III Transponder reader VX, RAL 9005 | EC002627 | 7030233 | Rittal | 50 | 190 | 25 | 0.28 | x |  |  | 1.176 | 2021-05-01 | 199.4 | 1 | piece(s) | 4028177936546 | PCE |  |  |  | 85311095
7030262 | VX IT | Glazed door VX with backup ventilation, WxH=600x2000mm | Glazed door VX with backup ventilation, WxH=600x2000mm | EC000261 | 7030262 | Rittal | 600 | 2000 | 0 | 0 | x |  |  | 0 | 2021-05-01 | - € | 1 | piece(s) | 4028177925861 | PCE |  |  |  | 94032080
7030263 | VX IT | Glazed door VX with backup ventilation, WxH=800x2000mm | Glazed door VX with backup ventilation, WxH=800x2000mm | EC000261 | 7030263 | Rittal | 800 | 2000 | 0 | 0 | x |  |  | 0 | 2021-05-01 | - € | 1 | piece(s) | 4028177925878 | PCE |  |  |  | 94032080
7030272 | VX IT | Sheet steel door VX with backup ventilation, WxH=600x2000mm | Sheet steel door VX with backup ventilation, WxH=600x2000mm | EC000261 | 7030272 | Rittal | 600 | 2000 | 0 | 0 | x |  |  | 0 | 2021-05-01 | - € | 1 | piece(s) | 4028177925908 | PCE |  |  |  | 94039010
7030273 | VX IT | Sheet steel door VX with backup ventilation, WxH=800x2000mm | Sheet steel door VX with backup ventilation, WxH=800x2000mm | EC000261 | 7030273 | Rittal | 800 | 2000 | 0 | 0 | x |  |  | 0 | 2021-05-01 | - € | 1 | piece(s) | 4028177925915 | PCE |  |  |  | 94032080
7030282 | VX IT | 2-piece sheet steel door VX with backup ventilation, WxH=600x2000mm | 2-piece sheet steel door VX with backup ventilation, WxH=600x2000mm | EC000261 | 7030282 | Rittal | 600 | 2000 | 0 | 0 | x |  |  | 0 | 2021-05-01 | - € | 1 | piece(s) | 4028177925946 | PCE |  |  |  | 94032080
7030283 | VX IT | 2-piece sheet steel door VX with backup ventilation, WxH=800x2000mm | 2-piece sheet steel door VX with backup ventilation, WxH=800x2000mm | EC000261 | 7030283 | Rittal | 800 | 2000 | 0 | 0 | x |  |  | 0 | 2021-05-01 | - € | 1 | piece(s) | 4028177925953 | PCE |  |  |  | 94032080
7030400 | DK | DK CMC III Smoke alarm, H: 50 mm, Ø 100 mm, IP 30 | DK CMC III Smoke alarm, H: 50 mm, Ø 100 mm, IP 30 | EC002627 | 7030400 | Rittal | 0 | 60 | 0 | 0.58 | x |  |  | 4.125 | 2021-05-01 | 213.1 | 1 | piece(s) | 4028177695818 | PCE |  |  |  | 85311095
7030430 | DK | DK CMC III Leakage sensor, WHD: 110x30x40 mm | DK CMC III Leakage sensor, WHD: 110x30x40 mm | EC002627 | 7030430 | Rittal | 110 | 30 | 40 | 0.283 | x |  |  | 1.26 | 2021-05-01 | 183.4 | 1 | piece(s) | 4028177695825 | PCE |  |  |  | 85319000
7030440 | DK | DK CMC III Leakage sensor, 15 m, WHD: 110x30x40 mm | DK CMC III Leakage sensor, 15 m, WHD: 110x30x40 mm | EC002627 | 7030440 | Rittal | 110 | 30 | 40 | 1.106 | x |  |  | 6.12 | 2021-05-01 | 822 | 1 | piece(s) | 4028177695832 | PCE |  |  |  | 85319000
7030480 | DK | DK CMC III CAN bus connection cable, L: 3 m, type: RJ45 | DK CMC III CAN bus connection cable, L: 3 m, type: RJ45 | EC000313 | 7030480 | Rittal |  |  |  | 0.131 | x |  |  | 0.216 | 2021-05-01 | 9.94 | 1 | piece(s) | 4028177695924 | PCE |  |  |  | 85444290
7030490 | DK | DK CMC III CAN bus connection cable, L: 4 m, type: RJ45 | DK CMC III CAN bus connection cable, L: 4 m, type: RJ45 | EC000313 | 7030490 | Rittal |  |  |  | 0.16 | x |  |  | 0.54 | 2021-05-01 | 10.3 | 1 | piece(s) | 4028177695931 | PCE |  |  |  | 85444290
7030501 | DK | CMC III door control module DCM | DK CMC III Door Control Module (DCM), control unit for the automatic door opening system, activation of maximum 2 Door Kits and 2 Door Kits Extension for LCP, WHD: 138 x 40 x 132 mm, | EC001770 | 7030501 | Rittal | 0 | 0 | 0 | 0.66 | x |  |  | 0 | 2021-05-01 | 194.1 | 1 | piece(s) | 4028177951570 | PCE |  |  |  | 90330090
7030571 | DK | CMC III LTE Unit, For alarm forwarding via SMS | CMC III LTE Unit, For alarm forwarding via SMS, if no network infrastructure is available, For connection to the CMC Processing Unit, CMC III and SIM card required | EC002627 | 7030571 | Rittal | 138 | 40 | 132 | 0.672 | x |  |  | 3.78 | 2021-05-01 | 625 | 1 | piece(s) | 4028177926011 | PCE |  |  |  | 85176200
7030601 | IT | Comforthandle Coded lock VX, RAL9005 | Comforthandle Coded lock VX, RAL9005 | EC002627 | 7030601 | Rittal | 41 | 386 | 46 | 1.04 | x |  |  | 2.352 | 2021-05-01 | 66.1 | 1 | piece(s) | 4028177926035 | PCE |  |  |  | 83015000
7030611 | IT | CMC III Online comforthandle VX, RAL9005 | CMC III Online comforthandle VX, RAL9005 | EC002627 | 7030611 | Rittal | 41 | 386 | 42 | 1.04 | x |  |  | 2.548 | 2021-05-01 | 177.3 | 1 | piece(s) | 4028177926059 | PCE |  |  |  | 83024110
7030621 | IT | Wireless comforthandle VX, 868MHz, RAL9005 | Wireless comforthandle VX, 868MHz, RAL9005 | EC002627 | 7030621 | Rittal | 41 | 377 | 27 | 0 | x |  |  | 0 | 2021-05-01 | 285 | 1 | piece(s) | 4028177926073 | PCE |  |  |  | 83024110
7030624 | IT | CMC III Online-adapter wireless comforthandle | CMC III Online-adapter wireless comforthandle | EC002627 | 7030624 | Rittal | 34 | 33 | 21 | 0 | x |  |  | 0 | 2021-05-01 | 82.9 | 1 | piece(s) | 4028177926103 | PCE |  |  |  | 85319000
7030628 | IT | Transponder cards Mifare Classic 1k | Transponder cards Mifare Classic 1k | EC002627 | 7030628 | Rittal | 85 | 54 | 1 | 0.014 | x |  |  | 0.005 | 2021-05-01 | 16.8 | 2 | piece(s) | 4028177926134 | PK |  |  |  | 85235200
7030690 | DK | CMC III Wireless Unit, 868MHz | CMC III Wireless Unit, 868MHz | EC002627 | 7030690 | Rittal | 138 | 40 | 132 | 0 | x |  |  | 0 | 2021-05-01 | 378 | 1 | piece(s) | 4028177926141 | PCE |  |  |  | 85311095
7030692 | IT | TS8 mounting adapter VX, RAL9005 | TS8 mounting adapter VX, RAL9005 | EC002627 | 7030692 | Rittal | 0 | 0 | 0 | 0 | x |  |  | 0 | 2021-05-01 | 20 | 1 | piece(s) | 4028177936553 | PCE |  |  |  | 73269098
7030695 | IT | VX IT Cable routing set doors VX IT / VX IE, 2m | VX IT Cable routing set doors VX IT / VX IE, 2m | EC000261 | 7030695 | Rittal | 0 | 0 | 0 | 0.222 | x |  |  | 1 | 2021-05-01 | 22.1 | 1 | piece(s) | 4028177939264 | PCE |  |  |  | 94039010
7030950 | IT | VX IT CMC III RGB LED aluminium light strip | LED light strip, for activation via the CMC III system; the strip contains the RGB colours: red, green, blue | EC000321 | 7030950 | Rittal | 18 | 1830 | 24.2 | 1.28 | x |  |  | 6.05 | 2021-05-01 | 91.3 | 1 | piece(s) | 4028177951563 | PCE |  |  |  | 85177000
7044010 | DK | NCO mounting frame 1U, For self-configuration, 1 U, unpopulated, f. 24 Cassettes | DK NCO mounting frame 1U, For self-configuration, 1 U, unpopulated, For 24 Cassettes, WHD: 450 x 44 x 600 mm | EC000322 | 7044010 | Rittal | 450 | 44 | 600 | 1.5 | x |  |  | 22.42 | 2021-05-01 | 145.9 | 1 | piece(s) | 4028177917286 | PCE |  |  |  | 73269098
7044020 | DK | DK NCO blank cover for 1 slot, To conceal unused slots | DK NCO blank cover for 1 slot, To conceal unused slots | EC000322 | 7044020 | Rittal | 0 | 0 | 0 | 0.06 | x |  |  | 0 | 2021-05-01 | 12.6 | 10 | piece(s) | 4028177917293 | PK |  |  |  | 73269098
7044110 | DK | Network Cable Organizer (NCO), 24 cassettes,CAT6, : black, STP, 2xRJ 45 | DK Network Cable Organizer (NCO), Complete CAT 6 system for reliable patching, Pre-configured cassettes: 24, CAT 6 cable colour: black, CAT 6 cable type: STP, 2 x RJ 45 connector each cable | EC000322 | 7044110 | Rittal | 450 | 44 | 600 | 12.5 | x |  |  | 23.485 | 2021-05-01 | 461 | 1 | piece(s) | 4028177917217 | PCE |  |  |  | 73269098
7044113 | DK | CAT 6 cassette for NCO,CAT6, : black, STP, 2xRJ 45, cable length: 1,6 m | DK CAT 6 cassette for NCO, CAT 6 cable colour: black, CAT 6 cable type: STP, 2 x RJ 45 connector each cable, Usable cable length, per cassette: 1,6 m | EC000322 | 7044113 | Rittal | 0 | 0 | 0 | 0.9 | x |  |  | 2.415 | 2021-05-01 | 51.5 | 3 | piece(s) | 4028177917309 | PK |  |  |  | 39263000
7044120 | DK | Network Cable Organizer (NCO), 24 cassettes,CAT6, : blue, STP, 2xRJ 45 | DK Network Cable Organizer (NCO), Complete CAT 6 system for reliable patching, Pre-configured cassettes: 24, CAT 6 cable colour: blue, CAT 6 cable type: STP, 2 x RJ 45 connector each cable | EC000322 | 7044120 | Rittal | 450 | 44 | 600 | 12.5 | x |  |  | 0 | 2021-05-01 | - € | 1 | piece(s) | 4028177917224 | PCE |  |  |  | 73269098
7044123 | DK | CAT 6 cassette for NCO,CAT6, : blue, STP, 2xRJ 45, cable length: 1,6 m | DK CAT 6 cassette for NCO, CAT 6 cable colour: blue, CAT 6 cable type: STP, 2 x RJ 45 connector each cable, Usable cable length, per cassette: 1,6 m | EC000322 | 7044123 | Rittal | 0 | 0 | 0 | 0.9 | x |  |  | 2.415 | 2021-05-01 | 51.5 | 3 | piece(s) | 4028177917316 | PK |  |  |  | 39263000
7044130 | DK | Network Cable Organizer (NCO), 24 cassettes,CAT6, : red, STP, 2xRJ 45 | DK Network Cable Organizer (NCO), Complete CAT 6 system for reliable patching, Pre-configured cassettes: 24, CAT 6 cable colour: red, CAT 6 cable type: STP, 2 x RJ 45 connector each cable | EC000322 | 7044130 | Rittal | 450 | 44 | 600 | 12.5 | x |  |  | 0 | 2021-05-01 | - € | 1 | piece(s) | 4028177917231 | PCE |  |  |  | 73269098
7044133 | DK | CAT 6 cassette for NCO,CAT6, : red, STP, 2xRJ 45, cable length: 1,6 m | DK CAT 6 cassette for NCO, CAT 6 cable colour: red, CAT 6 cable type: STP, 2 x RJ 45 connector each cable, Usable cable length, per cassette: 1,6 m | EC000322 | 7044133 | Rittal | 0 | 0 | 0 | 0.9 | x |  |  | 2.415 | 2021-05-01 | 51.5 | 3 | piece(s) | 4028177917323 | PK |  |  |  | 39263000
7044140 | DK | Network Cable Organizer (NCO), 24 cassettes,CAT6, : yellow, STP, 2xRJ 45 | DK Network Cable Organizer (NCO), Complete CAT 6 system for reliable patching, Pre-configured cassettes: 24, CAT 6 cable colour: yellow, CAT 6 cable type: STP, 2 x RJ 45 connector each cable | EC000322 | 7044140 | Rittal | 450 | 44 | 600 | 12.5 | x |  |  | 0 | 2021-05-01 | - € | 1 | piece(s) | 4028177917248 | PCE |  |  |  | 73269098
7044143 | DK | CAT 6 cassette for NCO,CAT6, : yellow, STP, 2xRJ 45, cable length: 1,6 m | DK CAT 6 cassette for NCO, CAT 6 cable colour: yellow, CAT 6 cable type: STP, 2 x RJ 45 connector each cable, Usable cable length, per cassette: 1,6 m | EC000322 | 7044143 | Rittal | 0 | 0 | 0 | 0.9 | x |  |  | 2.415 | 2021-05-01 | 51.5 | 3 | piece(s) | 4028177917330 | PK |  |  |  | 39263000
7044150 | DK | Network Cable Organizer (NCO), 24 cassettes,CAT6, : green, STP, 2xRJ 45 | DK Network Cable Organizer (NCO), Complete CAT 6 system for reliable patching, Pre-configured cassettes: 24, CAT 6 cable colour: green, CAT 6 cable type: STP, 2 x RJ 45 connector each cable | EC000322 | 7044150 | Rittal | 450 | 44 | 600 | 12.5 | x |  |  | 0 | 2021-05-01 | - € | 1 | piece(s) | 4028177917255 | PCE |  |  |  | 73269098
7044153 | DK | CAT 6 cassette for NCO,CAT6, : green, STP, 2xRJ 45, cable length: 1,6 m | DK CAT 6 cassette for NCO, CAT 6 cable colour: green, CAT 6 cable type: STP, 2 x RJ 45 connector each cable, Usable cable length, per cassette: 1,6 m | EC000322 | 7044153 | Rittal | 0 | 0 | 0 | 1.16 | x |  |  | 0 | 2021-05-01 | 51.5 | 3 | piece(s) | 4028177917347 | PK |  |  |  | 39263000
7044160 | DK | Network Cable Organizer (NCO), 24 cassettes,CAT6, : violet, STP, 2xRJ 45 | DK Network Cable Organizer (NCO), Complete CAT 6 system for reliable patching, Pre-configured cassettes: 24, CAT 6 cable colour: violet, CAT 6 cable type: STP, 2 x RJ 45 connector each cable | EC000322 | 7044160 | Rittal | 450 | 44 | 600 | 12.5 | x |  |  | 0 | 2021-05-01 | - € | 1 | piece(s) | 4028177917262 | PCE |  |  |  | 73269098
7044163 | DK | CAT 6 cassette for NCO,CAT6, : violet, STP, 2xRJ 45, cable length: 1,6 m | DK CAT 6 cassette for NCO, CAT 6 cable colour: violet, CAT 6 cable type: STP, 2 x RJ 45 connector each cable, Usable cable length, per cassette: 1,6 m | EC000322 | 7044163 | Rittal | 0 | 0 | 0 | 0.9 | x |  |  | 2.415 | 2021-05-01 | 51.5 | 3 | piece(s) | 4028177917354 | PK |  |  |  | 39263000
7044170 | DK | Network Cable Organizer (NCO), 24 cassettes,CAT6, : white, STP, 2xRJ 45 | DK Network Cable Organizer (NCO), Complete CAT 6 system for reliable patching, Pre-configured cassettes: 24, CAT 6 cable colour: white, CAT 6 cable type: STP, 2 x RJ 45 connector each cable | EC000322 | 7044170 | Rittal | 450 | 44 | 600 | 12.5 | x |  |  | 0 | 2021-05-01 | - € | 1 | piece(s) | 4028177917279 | PCE |  |  |  | 39263000
7044173 | DK | CAT 6 cassette for NCO,CAT6, : white, STP, 2xRJ 45, cable length: 1,6 m | DK CAT 6 cassette for NCO, CAT 6 cable colour: white, CAT 6 cable type: STP, 2 x RJ 45 connector each cable, Usable cable length, per cassette: 1,6 m | EC000322 | 7044173 | Rittal | 0 | 0 | 0 | 0.9 | x |  |  | 2.415 | 2021-05-01 | 51.5 | 3 | piece(s) | 4028177917361 | PK |  |  |  | 39263000
7044178 | DK | DK NCO labels, white, on DIN A5 sheet | DK NCO labels, white, on DIN A5 sheet | EC000322 | 7044178 | Rittal | 0 | 0 | 0 | 0 | x |  |  | 0.065 | 2021-05-01 | 12.6 | 1 | piece(s) | 4028177917194 | PCE |  |  |  | 48211010
7044210 | DK | NCO Fibre-optic cassette OS2 LC-LC, length: 1,6 m, colour: yellow | DK NCO Fibre-optic cassette OS2 LC-LC, Fibre-optic length: 1,6 m, Fibre-optic colour: yellow | EC000322 | 7044210 | Rittal | 0 | 0 | 0 | 0.9 | x |  |  | 2.415 | 2021-05-01 | 65.1 | 3 | piece(s) | 4028177917378 | PK |  |  |  | 39263000
7044211 | DK | NCO Fibre-optic cassette OS2 LC-SC, length: 1,6 m, colour: yellow | DK NCO Fibre-optic cassette OS2 LC-SC, Fibre-optic length: 1,6 m, Fibre-optic colour: yellow | EC000322 | 7044211 | Rittal | 0 | 0 | 0 | 0.9 | x |  |  | 2.415 | 2021-05-01 | 65.1 | 3 | piece(s) | 4028177917385 | PK |  |  |  | 39263000
7044230 | DK | NCO Fibre-optic cassette OM3 LC-LC, length: 1,6 m, colour: aqua | DK NCO Fibre-optic cassette OM3 LC-LC, Fibre-optic length: 1,6 m, Fibre-optic colour: aqua | EC000322 | 7044230 | Rittal | 0 | 0 | 0 | 0.9 | x |  |  | 2.415 | 2021-05-01 | 65.1 | 3 | piece(s) | 4028177917392 | PK |  |  |  | 39263000
7044231 | DK | NCO Fibre-optic cassette OM3 LC-SC, length: 1,6 m, colour: aqua | DK NCO Fibre-optic cassette OM3 LC-SC, Fibre-optic length: 1,6 m, Fibre-optic colour: aqua | EC000322 | 7044231 | Rittal | 0 | 0 | 0 | 0.9 | x |  |  | 2.415 | 2021-05-01 | 65.1 | 3 | piece(s) | 4028177917408 | PK |  |  |  | 85389091
7044240 | DK | DK NCO LWL OM4 LC-LC cassette, PU = 3 pcs. | DK NCO LWL OM4 LC-LC cassette, PU = 3 pcs. | EC000322 | 7044240 | Rittal | 0 | 0 | 0 | 0.9 | x |  |  | 2.415 | 2021-05-01 | 65.1 | 3 | piece(s) | 4028177917415 | PK |  |  |  | 39263000
7044241 | DK | NCO Fibre-optic cassette OM4 LC-SC, length: 1,6 m, colour: violet | DK NCO Fibre-optic cassette OM4 LC-SC, Fibre-optic length: 1,6 m, Fibre-optic colour: violet | EC000322 | 7044241 | Rittal | 0 | 0 | 0 | 0.9 | x |  |  | 2.415 | 2021-05-01 | 65.1 | 3 | piece(s) | 4028177917200 | PK |  |  |  | 73269098
7050035 | DK | DK Accommodation system for LSA installation kit, 2 U | DK Accommodation system for LSA installation kit, 2 U | EC002620 | 7050035 | Rittal |  |  | 98.5 | 1.372 | x |  |  | 3.426 | 2021-05-01 | 36.9 | 2 | piece(s) | 4028177166233 | PK |  |  |  | 83024900
7050100 | DK | DK Support unit for LSA strips, 3 U | DK Support unit for LSA strips, 3 U | EC002620 | 7050100 | Rittal |  |  |  | 0.78 | x |  |  | 7.469 | 2021-05-01 | 33.5 | 1 | piece(s) | 4028177147591 | PCE |  |  |  | 94039010
7061000 | DK | DK Telescopic slides for component shelf, 50 kg, For D: 400 mm | DK Telescopic slides for component shelf, 50 kg, For D: 400 mm | EC002620 | 7061000 | Rittal |  |  |  | 1.57 | x |  |  | 0.818 | 2021-05-01 | 42.8 | 2 | piece(s) | 4028177123731 | PK |  |  |  | 73269098
7063200 | DK | DK Drawer 482.6 mm (19"), To accommodate surplus cables, 1 U | DK Drawer 482.6 mm (19"), To accommodate surplus cables, 1 U, distance between levels: 435-750 mm | EC002620 | 7063200 | Rittal |  |  |  | 6.166 | x |  |  | 15.444 | 2021-05-01 | 164.2 | 1 | piece(s) | 4028177551176 | PCE |  |  |  | 94039010
7063740 | DK | Slide rails, heavy-duty for TS/TE, Distance between levels: 495 mm | DK slide rail, heavy-duty, 1000 N static, for L-shaped mounting angles or 482.6 mm (19") mounting frames and a clearance of 745 mm between levels | EC002620 | 7063740 | Rittal |  |  |  | 2.91 | x |  |  | 3.993 | 2021-05-01 | 48.4 | 2 | piece(s) | 4028177516878 | PK |  |  |  | 73269098
7063750 | IT | DK Slide rail, Support surface Width: 30 mm, 1 U, depth-variable, 20 kg, static | DK Slide rail, Support surface Width: 30 mm, 1 U, depth-variable, 20 kg, static, distance between levels: 390-550 mm, For TS IT, TE | EC002625 | 7063750 | Rittal |  |  |  | 1.98 | x |  |  | 1.625 | 2021-05-01 | 58.4 | 2 | piece(s) | 4028177625440 | PK |  |  |  | 73269098
7063752 | IT | DK Slide rail, Support surface Width: 30 mm, 1 U, depth-variable, 20 kg, static | DK Slide rail, Support surface Width: 30 mm, 1 U, depth-variable, 20 kg, static, distance between levels: 550-750 mm, For TS IT, TE | EC002625 | 7063752 | Rittal |  |  |  | 2.958 | x |  |  | 2.063 | 2021-05-01 | 70.5 | 2 | piece(s) | 4028177625457 | PK |  |  |  | 73269098
7064000 | DK | DK Telescopic slides for component shelf, 100 kg, For D: 400 mm | DK Telescopic slides for component shelf, 100 kg, For D: 400 mm | EC002620 | 7064000 | Rittal |  |  |  | 2.44 | x |  |  | 0.593 | 2021-05-01 | 54.1 | 2 | piece(s) | 4028177123854 | PK |  |  |  | 73269098
7065000 | DK | DK Telescopic slides for component shelf, 100 kg, For D: 500 mm | DK Telescopic slides for component shelf, 100 kg, For D: 500 mm | EC002620 | 7065000 | Rittal |  |  |  | 3.036 | x |  |  | 0.55 | 2021-05-01 | 61.3 | 2 | piece(s) | 4028177123878 | PK |  |  |  | 73269098
7066000 | DK | DK Telescopic slides for component shelf, 100 kg, For D: 600 mm | DK Telescopic slides for component shelf, 100 kg, For D: 600 mm | EC002620 | 7066000 | Rittal |  |  |  | 3.67 | x |  |  | 1.199 | 2021-05-01 | 69 | 2 | piece(s) | 4028177123892 | PK |  |  |  | 73269098
7066700 | DK | DK Telescopic slides for component shelf, 100 kg, For D: 700 mm | DK Telescopic slides for component shelf, 100 kg, For D: 700 mm | EC002620 | 7066700 | Rittal |  |  |  | 4.33 | x |  |  | 1.532 | 2021-05-01 | 74.7 | 2 | piece(s) | 4028177221468 | PK |  |  |  | 73269098
7072100 | DK | DK Edge protector, L: 10 m, May be cut individually to required length | DK Edge protector, L: 10 m, May be cut individually to required length, For thicknesses: 1,0 - 2,0 mm | EC002624 | 7072100 | Rittal | 6 | 11 |  | 0.52 | x |  |  | 1.134 | 2021-05-01 | 14.7 | 1 | piece(s) | 4028177246614 | PCE |  |  |  | 39162000
7072200 | DK | DK Brush strip, Bristle length: 30 mm | DK Brush strip, Bristle length: 30 mm | EC000211 | 7072200 | Rittal | 0 |  |  | 0.43 | x |  |  | 4.316 | 2021-05-01 | 28.9 | 1 | piece(s) | 4028177221642 | PCE |  |  |  | 96035000
7072220 | DK | DK Nylon loop, WxL: 20x130 mm, For Ø: 30 mm | DK Nylon loop, WxL: 20x130 mm, For Ø: 30 mm | EC002625 | 7072220 | Rittal | 20 |  |  | 0.03 | x |  |  | 0.009 | 2021-05-01 | 6.09 | 10 | piece(s) | 4028177147898 | PK |  |  |  | 39191019
7072230 | DK | DK Nylon loop, WxL: 20x200 mm, For Ø: 50 mm | DK Nylon loop, WxL: 20x200 mm, For Ø: 50 mm | EC002625 | 7072230 | Rittal | 20 |  |  | 0.04 | x |  |  | 0.029 | 2021-05-01 | 6.52 | 10 | piece(s) | 4028177147904 | PK |  |  |  | 39191019
7072240 | DK | DK Nylon loop, WxL: 20x300 mm, For Ø: 90 mm | DK Nylon loop, WxL: 20x300 mm, For Ø: 90 mm | EC002625 | 7072240 | Rittal | 20 |  |  | 0.05 | x |  |  | 0.002 | 2021-05-01 | 6.89 | 10 | piece(s) | 4028177147911 | PK |  |  |  | 39191019
7077000 | DK | DK Cable clamps, For Ø: 6 - 14 mm | DK Cable clamps, For Ø: 6 - 14 mm | EC000454 | 7077000 | Rittal |  |  |  | 0.875 | x |  |  | 0.113 | 2021-05-01 | 26.1 | 25 | piece(s) | 4028177124097 | PK |  |  |  | 73269098
7078000 | DK | DK Cable clamps, For Ø: 12 - 18 mm | DK Cable clamps, For Ø: 12 - 18 mm | EC000454 | 7078000 | Rittal |  |  |  | 0.95 | x |  |  | 0.105 | 2021-05-01 | 27.6 | 25 | piece(s) | 4028177124110 | PK |  |  |  | 73269098
7081000 | DK | DK Telescopic slides for component shelf, 50 kg, For D: 500 mm | DK Telescopic slides for component shelf, 50 kg, For D: 500 mm | EC002620 | 7081000 | Rittal |  |  |  | 1.946 | x |  |  | 0.788 | 2021-05-01 | 45.3 | 2 | piece(s) | 4028177124202 | PK |  |  |  | 73269098
7094100 | DK | DK Assembly screws, Phillips-head screw M6x16 mm | DK Assembly screws, Phillips-head screw M6x16 mm | EC003861 | 7094100 | Rittal |  |  |  | 0.3 | x |  |  | 0.005 | 2021-05-01 | 2.58 | 50 | piece(s) | 4028177663015 | PK |  |  |  | 73181900
7094110 | DK | DK Assembly screws, Cheese-head screw M6x16 mm | DK Assembly screws, Cheese-head screw M6x16 mm | EC003861 | 7094110 | Rittal |  |  |  | 0.25 | x |  |  | 0.004 | 2021-05-01 | 2.58 | 50 | piece(s) | 4028177663022 | PK |  |  |  | 73181900
7094120 | DK | DK Assembly screws, Phillips-head screw M6x16 mm | DK Assembly screws, Phillips-head screw M6x16 mm | EC003861 | 7094120 | Rittal |  |  |  | 0.2 | x |  |  | 0.004 | 2021-05-01 | 3.95 | 50 | piece(s) | 4028177663039 | PK |  |  |  | 73181900
7094130 | DK | DK Multi-tooth screws, M5 x 16 mm, T25 | DK Multi-tooth screws, M5 x 16 mm, Bitgröße: 25 | EC003861 | 7094130 | Rittal |  |  |  | 0.2 | x |  |  | 0.188 | 2021-05-01 | 2.49 | 50 | piece(s) | 4028177663046 | PK |  |  |  | 73181900
7094140 | DK | DK Multi-tooth screws, M6 x 16 mm, T 30 | DK Multi-tooth screws, M6 x 16 mm, Bitgröße: 30 | EC003861 | 7094140 | Rittal |  |  |  | 0.3 | x |  |  | 0.004 | 2021-05-01 | 2.49 | 50 | piece(s) | 4028177663053 | PK |  |  |  | 73181900
7097000 | DK | DK Cable clamps, For Ø: 18 - 22 mm | DK Cable clamps, For Ø: 18 - 22 mm | EC000454 | 7097000 | Rittal |  |  |  | 1.025 | x |  |  | 0.102 | 2021-05-01 | 30.5 | 25 | piece(s) | 4028177124523 | PK |  |  |  | 73269098
7097220 | DK | DK Cable clamps, For Ø: 22 - 26 mm | DK Cable clamps, For Ø: 22 - 26 mm | EC000454 | 7097220 | Rittal |  |  |  | 1.1 | x |  |  | 0.102 | 2021-05-01 | 28.3 | 25 | piece(s) | 4028177193178 | PK |  |  |  | 73269098
7097260 | DK | DK Cable clamps, For Ø: 26 - 30 mm | DK Cable clamps, For Ø: 26 - 30 mm | EC000454 | 7097260 | Rittal |  |  |  | 1.275 | x |  |  | 0.237 | 2021-05-01 | 31.5 | 25 | piece(s) | 4028177193185 | PK |  |  |  | 73269098
7097300 | DK | DK Cable clamps, For Ø: 30 - 34 mm | DK Cable clamps, For Ø: 30 - 34 mm | EC000454 | 7097300 | Rittal |  |  |  | 1.375 | x |  |  | 0.242 | 2021-05-01 | 32.8 | 25 | piece(s) | 4028177193192 | PK |  |  |  | 73269098
7097340 | DK | DK Cable clamps, For Ø: 34 - 38 mm | DK Cable clamps, For Ø: 34 - 38 mm | EC000454 | 7097340 | Rittal |  |  |  | 1.65 | x |  |  | 0.242 | 2021-05-01 | 36.1 | 25 | piece(s) | 4028177193208 | PK |  |  |  | 73269098
7098000 | DK | DK Cable clamps, For Ø: 38 - 42 mm | DK Cable clamps, For Ø: 38 - 42 mm | EC000454 | 7098000 | Rittal |  |  |  | 2.125 | x |  |  | 0.247 | 2021-05-01 | 51.8 | 25 | piece(s) | 4028177124547 | PK |  |  |  | 73269098
7098100 | DK | DK Cable clamps, For Ø: 42 - 56 mm | DK Cable clamps, For Ø: 42 - 56 mm | EC000454 | 7098100 | Rittal |  |  |  | 3.1 | x |  |  | 0.385 | 2021-05-01 | 61.8 | 25 | piece(s) | 4028177432673 | PK |  |  |  | 73269098
7099000 | DK | DK Cable clamps, For Ø: 56 - 64 mm | DK Cable clamps, For Ø: 56 - 64 mm | EC000454 | 7099000 | Rittal |  |  |  | 3.45 | x |  |  | 0.475 | 2021-05-01 | 70.5 | 25 | piece(s) | 4028177124561 | PK |  |  |  | 73269098
7100200 | IT | OCP V2 Rack, Deep | OCP V2 Rack, Deep | EC002499 | 7100200 | Rittal | 600 | 2246 | 1068 | 184.5 | x |  |  | 2046.24 | 2021-05-01 | 1305 | 1 | piece(s) | 4028177931770 | PCE |  |  |  | 94032080
7100221 | IT | OCP V2 Rack incl. 12V busbar, 2 P-Zones, Deep | OCP V2 Rack incl. 12V busbar, 2 P-Zones, Deep | EC002499 | 7100221 | Rittal | 600 | 2246 | 1068 | 195 | x |  |  | 0 | 2021-05-01 | 1725 | 1 | piece(s) | 4028177931763 | PCE |  |  |  | 94032080
7100312 | DK | OCP 12V Busbar kit, 2 P-Zones | OCP 12V Busbar kit, 2 P-Zones | EC000215 | 7100312 | Rittal | 0 | 0 | 0 | 0 | x |  |  | 0 | 2021-05-01 | 446 | 1 | piece(s) | 4028177931756 | PCE |  |  |  | 85369001
7100401 | IT | OCP EIA 19" adapter (pair), 1OU, Deep | OCP EIA 19" adapter (pair), 1OU, Deep | EC000330 | 7100401 | Rittal | 0 | 0 | 0 | 0 | x |  |  | 0 | 2021-05-01 | 45.7 | 2 | piece(s) | 4028177931732 | PK |  |  |  | 73269098
7100501 | IT | OCP V2 Rack sidewall kit, (Pair), Deep | OCP V2 Rack sidewall kit, (Pair), Deep | EC002524 | 7100501 | Rittal | 0 | 2246 | 1068 | 0 | x |  |  | 0 | 2021-05-01 | 401 | 2 | piece(s) | 4028177931749 | PK |  |  |  | 94039010
7100911 | IT | OCP PDU BelPower (EU) 32A, 240/415 VAC (3P), 32A, 1 in/2 out, IEC60309 | OCP PDU BelPower (EU) 32A, 240/415 VAC (3P), 32A, 1 in/2 out, IEC60309, Item number: YSD.00152 | EC000330 | 7100911 | Rittal | 0 | 0 | 0 | 0 | x |  |  | 0 | 2021-05-01 | - € | 1 | piece(s) | 4028177942851 | PCE |  |  |  | 85369095
7100912 | IT | OCP PDU BelPower (US) 20A, 277/480 VAC (3P), 20A, 2in/2out, L22-20P | OCP PDU BelPower (US) 20A, 277/480 VAC (3P), 20A, 2in/2out, L22-20P, Item number: YSD.00162 | EC000330 | 7100912 | Rittal | 0 | 0 | 0 | 0 | x |  |  | 0 | 2021-05-01 | - € | 1 | piece(s) | 4028177942844 | PCE |  |  |  | 85369095
7100913 | IT | OCP PDU BelPower (US) 30A, 277/480 VAC (3P), 30A, 1 in/2 out, L22-30P | OCP PDU BelPower (US) 30A, 277/480 VAC (3P), 30A, 1 in/2 out, L22-30P, Item number: YSD.00218 | EC000330 | 7100913 | Rittal | 0 | 0 | 0 | 0 | x |  |  | 0 | 2021-05-01 | - € | 1 | piece(s) | 4028177942837 | PCE |  |  |  | 85369095
7100914 | IT | BelPower OCP 48V DC-DC PDU, Input, 4x 250A, 48VDC output und 4x 15A output | BelPower OCP 48V DC-DC PDU, Input, 4x 250A, 48VDC output und 4x 15A output, Item number: YSD.00273 | EC000330 | 7100914 | Rittal | 0 | 0 | 0 | 0 | x |  |  | 0 | 2021-05-01 | - € | 1 | piece(s) | 4028177943896 | PCE |  |  |  | 85369095
7100915 | IT | BelPower OCP 48V AC-DC PDU, 200-415VAC 3 phase input, 54.5VDC output | BelPower OCP 48V AC-DC PDU, 200-415VAC 3 phase input, 54.5VDC output, Item number: YSD.00210 | EC000330 | 7100915 | Rittal | 0 | 0 | 0 | 0 | x |  |  | 0 | 2021-05-01 | - € | 1 | piece(s) | 4028177943889 | PCE |  |  |  | 85369095
7100921 | IT | OCP BelPower Power Shelf inc USV Slots, 6600W (2+1) V2 Power Shelf, 3 OU | OCP BelPower Power Shelf inc USV Slots, 6600W (2+1) V2 Power Shelf, For 3 power modules and 3 battery modules, 3 OU, Item number: SPSFCBK-18 | EC002540 | 7100921 | Rittal | 0 | 3 | 0 | 0 | x |  |  | 0 | 2021-05-01 | - € | 1 | piece(s) | 4028177942820 | PCE |  |  |  | 73269098
7100922 | IT | OCP BelPower AC Power Shelf 12VDC output, 18 kW AC-DC | OCP BelPower AC Power Shelf 12VDC output, 18 kW AC-DC power shelf for up to six AC/DC-DC power supplies, Built in controller, trible 12V output, 1OU, Item number: SPSPFE3-05G | EC002540 | 7100922 | Rittal | 0 | 1 | 0 | 0 | x |  |  | 0 | 2021-05-01 | - € | 1 | piece(s) | 4028177942813 | PCE |  |  |  | 73269098
7100923 | IT | OCP BelPower AC Power Shelf 12VDC output, 18 kW AC-DC | OCP BelPower AC Power Shelf 12VDC output, 18 kW AC-DC power shelf for up to six AC/DC-DC power supplies, Built in controller, single 12V output, 1OU, Item number: SPSPFE3-08C | EC002540 | 7100923 | Rittal | 0 | 1 | 0 | 0 | x |  |  | 0 | 2021-05-01 | - € | 1 | piece(s) | 4028177942806 | PCE |  |  |  | 73269098
7100924 | IT | OCP BelPower AC Power Shelf 48VDC output, 24 kW AC-DC | OCP BelPower AC Power Shelf 48VDC output, 24 kW AC-DC power shelf for up to six AC/DC-DC power supplies, Built in controller, single 48V output, 1OU, Item number: SPSTET4-01 | EC002540 | 7100924 | Rittal | 0 | 1 | 0 | 0 | x |  |  | 0 | 2021-05-01 | - € | 1 | piece(s) | 4028177942790 | PCE |  |  |  | 73269098
7100925 | IT | OCP BelPower DC Power Shelf 12VDC output, 15 kW DC-DC | OCP BelPower DC Power Shelf 12VDC output, 15 kW DC-DC power shelf for up to six DC-DC power supplies, Built in controller, single 12V output, 1OU, 48VDC input, Item number: SPSPFF3-01 | EC002540 | 7100925 | Rittal | 0 | 1 | 0 | 0 | x |  |  | 0 | 2021-05-01 | - € | 1 | piece(s) | 4028177942783 | PCE |  |  |  | 73269098
7100931 | IT | OCP BelPower AC PSU 12VDC 3,3kW output, 3300 W power supply unit | OCP BelPower AC PSU 12VDC 3,3kW output, 3300 W power supply unit, 200-277 VAC three-phase Input, 12 VDC output, Item number: SPAFCBK-11G | EC002540 | 7100931 | Rittal | 0 | 0 | 0 | 0 | x |  |  | 0 | 2021-05-01 | - € | 1 | piece(s) | 4028177942691 | PCE |  |  |  | 85043121
7100932 | IT | OCP BelPowerAC PSU 12VDC 3kW output, 3000 W power supply unit | OCP BelPowerAC PSU 12VDC 3kW output, 3000 W power supply unit, 90-300 VAC / 240-400 VDC input, 12 VDC / 244 A output, Item number: PFE3000-12-069RA | EC002540 | 7100932 | Rittal | 0 | 0 | 0 | 0 | x |  |  | 0 | 2021-05-01 | - € | 1 | piece(s) | 4028177942776 | PCE |  |  |  | 85043121
7100933 | IT | OCP BelPower AC PSU 12VDC 3,6kW output, 3600 W power supply unit | OCP BelPower AC PSU 12VDC 3,6kW output, 3600 W power supply unit, 90-300 VAC / 192-400 VDC input, 12 VDC / 244 A output, Item number: PFE3600-12-069RA | EC002540 | 7100933 | Rittal | 0 | 0 | 0 | 0 | x |  |  | 0 | 2021-05-01 | - € | 1 | piece(s) | 4028177942769 | PCE |  |  |  | 85043121
7100934 | IT | OCP BelPower AC PSU 48VDC 4kW output, 4000 W power supply unit | OCP BelPower AC PSU 48VDC 4kW output, 4000 W power supply unit, 200-277 VAC / 192-400 VDC input, 48V DC output, Item number: TET4000-48-069RA | EC002540 | 7100934 | Rittal | 0 | 0 | 0 | 0 | x |  |  | 0 | 2021-05-01 | - € | 1 | piece(s) | 4028177942752 | PCE |  |  |  | 85043121
7100935 | IT | OCP BelPower 48VDC PSU 12VDC 3kW output, 3000 W power supply unit | OCP BelPower 48VDC PSU 12VDC 3kW output, 3000 W power supply unit, 40-72 VDC input, 12 VDC / 244 A output, Item number: PFF3000-12-069RD | EC002540 | 7100935 | Rittal | 0 | 0 | 0 | 0 | x |  |  | 0 | 2021-05-01 | - € | 1 | piece(s) | 4028177942745 | PCE |  |  |  | 85043121
7100951 | IT | OCP 3300V BBU for SPSFCBK-18 Power Shelf, 3300 V Panasonic OCP BBU | OCP 3300V BBU for SPSFCBK-18 Power Shelf, 3300 V Panasonic OCP BBU, Compatible with BelPowers SPSFCBK-18 Power Shelf | EC002540 | 7100951 | Rittal | 0 | 0 | 0 | 0 | x |  |  | 0 | 2021-05-01 | - € | 1 | piece(s) | 4028177942707 | PCE |  |  |  | 85072080
7100961 | IT | OCP BelPower SPSFCBK power modul panel, Power modul blank panel | OCP BelPower SPSFCBK power modul panel, Power modul blank panel, Bel Power power shelf SPSFCBK-18, Item number: SPSFCBK-12BP01 | EC002540 | 7100961 | Rittal | 0 | 1 | 0 | 0 | x |  |  | 0 | 2021-05-01 | - € | 1 | piece(s) | 4028177942738 | PCE |  |  |  | 39269097
7100962 | IT | OCP BelPower SPSFCBK batterie blankpanel, Battery modul blank panel | OCP BelPower SPSFCBK batterie blankpanel, Battery modul blank panel, Bel Power power shelf SPSFCBK-18, Item number: SPSFCBK-12BP02 | EC002540 | 7100962 | Rittal | 0 | 1 | 0 | 0 | x |  |  | 0 | 2021-05-01 | - € | 1 | piece(s) | 4028177942721 | PCE |  |  |  | 39269097
7100963 | IT | OCP BelPower SPSPFE3 power modulpanel, Power modul blank panel | OCP BelPower SPSPFE3 power modulpanel, Power modul blank panel, Bel Power power shelf line SPSPFE-XX, Item number: SPSPFE3-BP01G | EC002540 | 7100963 | Rittal | 0 | 0 | 0 | 0 | x |  |  | 0 | 2021-05-01 | - € | 1 | piece(s) | 4028177942714 | PCE |  |  |  | 39269097
7109035 | SK | DK Patch panel, 1 U, 482.6 mm (19"), For D: 100 mm, +5°C...+55°C | DK Patch-Panel, with digital enclosure internal , temperature display and thermostat, 1 HE, 482.6 mm (19"), Installation depth: 100 mm, RAL 7036 | EC002014 | 7109035 | Rittal |  |  |  | 0.82 | x |  |  | 3.206 | 2021-05-01 | 81.8 | 1 | piece(s) | 4028177165649 | PCE |  |  |  | 94039010
7111000 | DK | DK Cable shunting ring, DxH: 125x65 mm, zinc-plated | DK Cable shunting ring, DxH: 125x65 mm, zinc-plated | EC000322 | 7111000 | Rittal |  | 65 | 125 | 1.26 | x |  |  | 0.348 | 2021-05-01 | 40.6 | 10 | piece(s) | 4028177124905 | PK |  |  |  | 73269098
7111212 | DK | DK Cable routing bars for universal use, 1 U, RAL 9005 | DK Cable routing bars for universal use, 1 U, RAL 9005 | EC000322 | 7111212 | Rittal |  |  |  | 0.85 | x |  |  | 0.32 | 2021-05-01 | 36.9 | 10 | piece(s) | 4028177519541 | PK |  |  |  | 73269098
7111214 | DK | DK Cable routing bars, 482.6 mm (19") attachment, 1 U | DK Cable routing bars, 482.6 mm (19") attachment, 1 U | EC000322 | 7111214 | Rittal |  |  |  | 0.67 | x |  |  | 0.328 | 2021-05-01 | 40.8 | 10 | piece(s) | 4028177550360 | PK |  |  |  | 73269098
7111222 | DK | DK Cable routing bars for universal use, 4 U, RAL 9005 | DK Cable routing bars for universal use, 4 U, RAL 9005 | EC000322 | 7111222 | Rittal |  |  |  | 0.912 | x |  |  | 0.936 | 2021-05-01 | 30.2 | 4 | piece(s) | 4028177519565 | PK |  |  |  | 73269098
7111224 | DK | DK Cable routing bars, 482.6 mm (19") attachment, 4 U | DK Cable routing bars, 482.6 mm (19") attachment, 4 U | EC000322 | 7111224 | Rittal |  |  |  | 0.728 | x |  |  | 0.475 | 2021-05-01 | 36.6 | 4 | piece(s) | 4028177550377 | PK |  |  |  | 73269098
7111300 | DK | DK Snap-in cable routing, For locking, For Ø: 14-19 mm | DK Snap-in cable routing, For locking, For Ø: 14-19 mm | EC002625 | 7111300 | Rittal |  |  |  | 0.04 | x |  |  | 0.034 | 2021-05-01 | 12.2 | 10 | piece(s) | 4028177551619 | PK |  |  |  | 39269097
7111310 | DK | DK Snap-in cable routing, For twisting, For Ø: 10,2-12,7 mm | DK Snap-in cable routing, For twisting, For Ø: 10,2-12,7 mm | EC002625 | 7111310 | Rittal |  |  |  | 0.01 | x |  |  | 0.005 | 2021-05-01 | 9.55 | 10 | piece(s) | 4028177551602 | PK |  |  |  | 39269097
7111350 | DK | DK Nylon loop cable holder, self-adhesive, BL: 16x70 mm | DK Nylon loop cable holder, self-adhesive, BL: 16x70 mm | EC002625 | 7111350 | Rittal | 16 |  |  | 0.02 | x |  |  | 0.007 | 2021-05-01 | 15.5 | 10 | piece(s) | 4028177551626 | PK |  |  |  | 39269097
7111900 | DK | DK Cable shunting ring, TxH: 125x85 mm | DK Cable shunting ring, TxH: 125x85 mm | EC000322 | 7111900 | Rittal |  | 85 | 125 | 1.39 | x |  |  | 0.337 | 2021-05-01 | 42.1 | 10 | piece(s) | 4028177147928 | PK |  |  |  | 73269098
7112000 | DK | DK Cable shunting ring, DxH: 85x43 mm, zinc-plated | DK Cable shunting ring, DxH: 85x43 mm, zinc-plated | EC000322 | 7112000 | Rittal |  | 43 | 85 | 0.83 | x |  |  | 0.293 | 2021-05-01 | 37.2 | 10 | piece(s) | 4028177124929 | PK |  |  |  | 73269098
7113000 | DK | DK Earth rail, horizontal, L: 450 mm, For W: 600/800 mm | DK Earth rail, horizontal, L: 450 mm, For W: 600/800 mm | EC000329 | 7113000 | Rittal | 15 | 5 |  | 0.438 | x |  |  | 0.728 | 2021-05-01 | 21 | 1 | piece(s) | 4028177124943 | PCE |  |  |  | 74199990
7115000 | DK | DK Fastening bolts, For component shelves, Slotted | DK Fastening bolts, For component shelves, Slotted | EC002620 | 7115000 | Rittal |  |  |  | 0.192 | x |  |  | 0.027 | 2021-05-01 | 11.9 | 4 | piece(s) | 4028177124981 | PK |  |  |  | 83024900
7116500 | DK | DK Fibre-optic shunting rings, L: 120 mm, For Kabel-Ø bis 4,5 mm | DK Fibre-optic shunting rings, L: 120 mm, For Kabel-Ø bis 4,5 mm | EC000322 | 7116500 | Rittal |  |  |  | 0.502 | x |  |  | 0.358 | 2021-05-01 | 19.2 | 2 | piece(s) | 4028177125025 | PK |  |  |  | 73269098
7119140 | DK | DK Component shelf, WHD: 482,6x1 Ux140 mm, 10 kg, static | DK Component shelf, WHD: 482,6x1 Ux140 mm, 10 kg, static, distance between levels:, static installation, For 482.6 mm (19") system punchings, RAL 7035 | EC002620 | 7119140 | Rittal | 482.6 | 0 | 140 | 0.835 | x |  |  | 4.604 | 2021-05-01 | 15.6 | 1 | piece(s) | 4028177221444 | PCE |  |  |  | 94039010
7119250 | DK | DK Component shelf, WHD: 482,6x2 Ux250 mm, 25 kg, static | DK Component shelf, WHD: 482,6x2 Ux250 mm, 25 kg, static, distance between levels:, static installation, For 482.6 mm (19") system punchings, RAL 7035 | EC002620 | 7119250 | Rittal | 482.6 | 0 | 250 | 2.37 | x |  |  | 14.5 | 2021-05-01 | 22.3 | 1 | piece(s) | 4028177187207 | PCE |  |  |  | 94039010
7119400 | DK | DK Component shelf, WHD: 482,6x2 Ux400 mm, 25 kg, static | DK Component shelf, WHD: 482,6x2 Ux400 mm, 25 kg, static, distance between levels:, static installation, For 482.6 mm (19") system punchings, RAL 7035 | EC002620 | 7119400 | Rittal | 482.6 | 0 | 400 | 3.39 | x |  |  | 22.089 | 2021-05-01 | 31.5 | 1 | piece(s) | 4028177187214 | PCE |  |  |  | 94039010
7151005 | DK | DK Blanking panel, 482.6 mm (19"), 1 U, Installation height: 44 mm, RAL 9005 | DK Blanking panel, 482.6 mm (19"), 1 U, Installation height: 44 mm, RAL 9005 | EC000456 | 7151005 | Rittal | 482.6 |  |  | 0.66 | x |  |  | 0.714 | 2021-05-01 | 21.6 | 2 | piece(s) | 4028177492103 | PK |  |  |  | 94039010
7151035 | DK | DK Blanking panel, 482.6 mm (19"), 1 U, Installation height: 44 mm, RAL 7035 | DK Blanking panel, 482.6 mm (19"), 1 U, Installation height: 44 mm, RAL 7035 | EC000456 | 7151035 | Rittal | 482.6 |  |  | 0.664 | x |  |  | 0.68 | 2021-05-01 | 21.6 | 2 | piece(s) | 4028177165748 | PK |  |  |  | 94039010
7151300 | DK | DK Mounting panel 482.6 mm (19"), 2 U, Width: 450 mm | DK Mounting panel 482.6 mm (19"), 2 U, Width Montagefläche: 450 mm | EC002620 | 7151300 | Rittal | 482.6 |  |  | 0.62 | x |  |  | 1.413 | 2021-05-01 | 15.9 | 1 | piece(s) | 4028177625471 | PCE |  |  |  | 73269098
7152005 | DK | DK Blanking panel, 482.6 mm (19"), 2 U, Installation height: 88 mm, RAL 9005 | DK Blanking panel, 482.6 mm (19"), 2 U, Installation height: 88 mm, RAL 9005 | EC000456 | 7152005 | Rittal | 482.6 |  |  | 1.292 | x |  |  | 0.88 | 2021-05-01 | 22.8 | 2 | piece(s) | 4028177492110 | PK |  |  |  | 94039010
7152035 | DK | DK Blanking panel, 482.6 mm (19"), 2 U, Installation height: 88 mm, RAL 7035 | DK Blanking panel, 482.6 mm (19"), 2 U, Installation height: 88 mm, RAL 7035 | EC000456 | 7152035 | Rittal | 482.6 |  |  | 1.306 | x |  |  | 1.133 | 2021-05-01 | 22.8 | 2 | piece(s) | 4028177165755 | PK |  |  |  | 94039010
7153005 | DK | DK Blanking panel, 482.6 mm (19"), 3 U, Installation height: 132,5 mm, RAL 9005 | DK Blanking panel, 482.6 mm (19"), 3 U, Installation height: 132,5 mm, RAL 9005 | EC000456 | 7153005 | Rittal | 482.6 |  |  | 1.76 | x |  |  | 1.428 | 2021-05-01 | 25.1 | 2 | piece(s) | 4028177492127 | PK |  |  |  | 94039010
7153035 | DK | DK Blanking panel, 482.6 mm (19"), 3 U, Installation height: 132,5 mm, RAL 7035 | DK Blanking panel, 482.6 mm (19"), 3 U, Installation height: 132,5 mm, RAL 7035 | EC000456 | 7153035 | Rittal | 482.6 |  |  | 1.752 | x |  |  | 1.428 | 2021-05-01 | 25.1 | 2 | piece(s) | 4028177165762 | PK |  |  |  | 94039010
7156005 | DK | DK Blanking panel, 482.6 mm (19"), 6 U, Installation height: 266 mm, RAL 9005 | DK Blanking panel, 482.6 mm (19"), 6 U, Installation height: 266 mm, RAL 9005 | EC000456 | 7156005 | Rittal | 482.6 |  |  | 3.4 | x |  |  | 6.148 | 2021-05-01 | 38.1 | 2 | piece(s) | 4028177492134 | PK |  |  |  | 94039010
7156035 | DK | DK Blanking panel, 482.6 mm (19"), 6 U, Installation height: 266 mm, RAL 7035 | DK Blanking panel, 482.6 mm (19"), 6 U, Installation height: 266 mm, RAL 7035 | EC000456 | 7156035 | Rittal | 482.6 |  |  | 3.268 | x |  |  | 3.074 | 2021-05-01 | 38.1 | 2 | piece(s) | 4028177165779 | PK |  |  |  | 94039010
7157035 | DK | DK Blanking panel, 482.6 mm (19"), 1,5 U, Installation height: 66 mm, RAL 7035 | DK Blanking panel, 482.6 mm (19"), 1,5 U, Installation height: 66 mm, RAL 7035 | EC000456 | 7157035 | Rittal | 482.6 |  |  | 1.022 | x |  |  | 0.803 | 2021-05-01 | 22 | 2 | piece(s) | 4028177165786 | PK |  |  |  | 94039010
7159017 | DK | Cable management panel with plastics bars, RAL 9005 | DK shunting panel, with plastic straps, 1 U, WHD: 482.6 mm (19") x 44 x 70 mm, sheet steel, RAL 9005 | EC000322 | 7159017 | Rittal | 0 |  |  | 0.48 | x |  |  | 2.142 | 2021-05-01 | - € | 1 | piece(s) | 4028177164161 | PCE |  |  |  | 94039010
7161000 | DK | DK Telescopic slides for component shelf, 50 kg, For D: 600 mm | DK Telescopic slides for component shelf, 50 kg, For D: 600 mm | EC002620 | 7161000 | Rittal |  |  |  | 2.36 | x |  |  | 0.268 | 2021-05-01 | 49.9 | 2 | piece(s) | 4028177126039 | PK |  |  |  | 73269098
7161700 | DK | DK Telescopic slides for component shelf, 50 kg, For D: 700 mm | DK Telescopic slides for component shelf, 50 kg, For D: 700 mm | EC002620 | 7161700 | Rittal |  |  |  | 2.768 | x |  |  | 0.904 | 2021-05-01 | 52.8 | 2 | piece(s) | 4028177221451 | PK |  |  |  | 73269098
7163560 | DK | DK Cable support, kink-free, For D: ? 600 mm | DK Cable support, kink-free, For D: ? 600 mm, Max. depth component shelf = depth rack-200 mm | EC000322 | 7163560 | Rittal |  |  |  | 0.627 | x |  |  | 3.06 | 2021-05-01 | 52.8 | 1 | piece(s) | 4028177433557 | PCE |  |  |  | 73269098
7163565 | DK | DK Cable support, kink-free, For D: > 600 mm | DK Cable support, kink-free, For D: > 600 mm, Max. depth component shelf = depth rack-200 mm | EC000322 | 7163565 | Rittal |  |  |  | 0.729 | x |  |  | 4.064 | 2021-05-01 | 66.7 | 1 | piece(s) | 4028177438576 | PCE |  |  |  | 73269098
7164035 | DK | DK Component shelf, WHD: 471x29x400 mm, 50 kg, Slotted, For W: 600 mm, RAL 7035 | DK Component shelf, WHD: 471x29x400 mm, 50 kg, Slotted, For W: 600 mm, RAL 7035 | EC002620 | 7164035 | Rittal | 471 | 29 | 400 | 2.674 | x |  |  | 8.234 | 2021-05-01 | 31.4 | 1 | piece(s) | 4028177165793 | PCE |  |  |  | 94039010
7165035 | DK | DK Component shelf, WHD: 471x29x500 mm, 50 kg, Slotted, For W: 600 mm, RAL 7035 | DK Component shelf, WHD: 471x29x500 mm, 50 kg, Slotted, For W: 600 mm, RAL 7035 | EC002620 | 7165035 | Rittal | 471 | 29 | 500 | 3.187 | x |  |  | 10.735 | 2021-05-01 | 34 | 1 | piece(s) | 4028177165809 | PCE |  |  |  | 94039010
7166035 | DK | DK Component shelf, WHD: 471x29x600 mm, 50 kg, Slotted, For W: 600 mm, RAL 7035 | DK Component shelf, WHD: 471x29x600 mm, 50 kg, Slotted, For W: 600 mm, RAL 7035 | EC002620 | 7166035 | Rittal | 471 | 29 | 600 | 3.833 | x |  |  | 15.362 | 2021-05-01 | 37.1 | 1 | piece(s) | 4028177165816 | PCE |  |  |  | 94039010
7166735 | DK | DK Component shelf, WHD: 471x29x700 mm, 50 kg, Slotted, For W: 600 mm, RAL 7035 | DK Component shelf, WHD: 471x29x700 mm, 50 kg, Slotted, For W: 600 mm, RAL 7035 | EC002620 | 7166735 | Rittal | 471 | 29 | 700 | 4.088 | x |  |  | 13.02 | 2021-05-01 | 39.9 | 1 | piece(s) | 4028177221383 | PCE |  |  |  | 94039010
7169535 | DK | Patch panel | DK Patch panel | EC001130 | 7169535 | Rittal |  |  |  | 0.297 | x |  |  | 0.479 | 2021-05-01 | 13.8 | 1 | piece(s) | 4028177166752 | PCE |  |  |  | 94039010
7170535 | DK | DK Fibre-optic splicing box, 1 U, For D: 363 mm, with telescopic pull-out | DK Fibre-optic splicing box, 1 U, For D: 363 mm, with telescopic pull-out, lockable | EC001130 | 7170535 | Rittal |  |  |  | 5.878 | x |  |  | 15.064 | 2021-05-01 | 98 | 1 | piece(s) | 4028177166769 | PCE |  |  |  | 94032080
7178535 | DK | Patch panel | DK Patch panel | EC001130 | 7178535 | Rittal |  |  |  | 0.302 | x |  |  | 0.605 | 2021-05-01 | 13.8 | 1 | piece(s) | 4028177166851 | PCE |  |  |  | 94039010
7184035 | DK | DK Component shelf, WHD: 671x29x400 mm, 50 kg, Slotted, For W: 800 mm, RAL 7035 | DK Component shelf, WHD: 671x29x400 mm, 50 kg, Slotted, For W: 800 mm, RAL 7035 | EC002620 | 7184035 | Rittal | 671 | 29 | 400 | 3.464 | x |  |  | 11.972 | 2021-05-01 | 35.6 | 1 | piece(s) | 4028177165847 | PCE |  |  |  | 94039010
7185035 | DK | DK Component shelf, WHD: 671x29x500 mm, 50 kg, Slotted, For W: 800 mm, RAL 7035 | DK Component shelf, WHD: 671x29x500 mm, 50 kg, Slotted, For W: 800 mm, RAL 7035 | EC002620 | 7185035 | Rittal | 671 | 29 | 500 | 4.144 | x |  |  | 14.994 | 2021-05-01 | 38.1 | 1 | piece(s) | 4028177165854 | PCE |  |  |  | 94039010
7186035 | DK | DK Component shelf, WHD: 671x29x600 mm, 50 kg, Slotted, For W: 800 mm, RAL 7035 | DK Component shelf, WHD: 671x29x600 mm, 50 kg, Slotted, For W: 800 mm, RAL 7035 | EC002620 | 7186035 | Rittal | 671 | 29 | 600 | 5.047 | x |  |  | 15.577 | 2021-05-01 | 41 | 1 | piece(s) | 4028177165861 | PCE |  |  |  | 94039010
7186735 | DK | DK Component shelf, WHD: 671x29x700 mm, 50 kg, Slotted, For W: 800 mm, RAL 7035 | DK Component shelf, WHD: 671x29x700 mm, 50 kg, Slotted, For W: 800 mm, RAL 7035 | EC002620 | 7186735 | Rittal | 671 | 29 | 700 | 5.493 | x |  |  | 73.265 | 2021-05-01 | 45.3 | 1 | piece(s) | 4028177221390 | PCE |  |  |  | 94039010
7200210 | DK | DK Connection cable, L: 1,8 m, 230 V | DK Connection cable, L: 1,8 m, 230 V, Connector: CEE 7/4 (type F), CEE 7/5 (type F), Jack: IEC 320 socket C13, For CMC | EC001576 | 7200210 | Rittal |  |  |  | 0.213 | x |  |  | 0.48 | 2021-05-01 | 8.76 | 1 | piece(s) | 4028177164314 | PCE |  |  |  | 85444290
7200215 | DK | DK Extension cable, L: 1,8 m, 230 V, 110 V (DC), C13/C14, For CMC III | DK Extension cable, L: 1,8 m, 230 V, 110 V (DC), C13/C14, For CMC III | EC001576 | 7200215 | Rittal |  |  |  | 0.188 | x |  |  | 0.36 | 2021-05-01 | 5.34 | 1 | piece(s) | 4028177305519 | PCE |  |  |  | 85444290
7200216 | DK | DK Connection cable, L: 1,8 m, 100 - 240 V AC, 16 A | DK Connection cable, L: 1,8 m, 100 - 240 V AC, 16 A, Earthing-pin plug/version D / C19, For PCU - Power Control Unit | EC001576 | 7200216 | Rittal |  |  |  | 0.303 | x |  |  | 0.792 | 2021-05-01 | 20.1 | 1 | piece(s) | 4028177519237 | PCE |  |  |  | 85444290
7200217 | DK | DK Connection cable, L: 1,8 m, 110 - 230 V, 16 A, C20/C19 | DK Connection cable, L: 1,8 m, 110 - 230 V, 16 A, C20/C19, For PCU - Power Control Unit | EC001576 | 7200217 | Rittal |  |  |  | 0.28 | x |  |  | 0.77 | 2021-05-01 | 30.6 | 1 | piece(s) | 4028177519244 | PCE |  |  |  | 85444290
7200810 | DK | Security handle with code, for TE 8000 | Security handle with numeric code, Ergoform-S handle; description: flexible access option with individual 3-digit code without key. Flexible access option with individual 3-digit code without key or via the master key radio communication | EC000327 | 7200810 | Rittal | 0 | 0 | 0 | 0.6 | x |  |  | 1.116 | 2021-05-01 | 64.9 | 1 | piece(s) | 4028177260016 | PCE |  |  |  | 83024110
7220500 | DK | DK Surplus cable holder, WHD: 280x151x75 mm, For 25 mm pitch pattern | DK Surplus cable holder, WHD: 280x151x75 mm, For 25 mm pitch pattern, attachment dimensions: 150 mm | EC000322 | 7220500 | Rittal | 280 | 151 | 75 | 0.869 | x |  |  | 4.775 | 2021-05-01 | 20.8 | 1 | piece(s) | 4028177221659 | PCE |  |  |  | 73269098
7220600 | DK | Shunting ring | DK Shunting ring | EC000322 | 7220600 | Rittal |  | 90 | 330 | 0.944 | x |  |  | 0.676 | 2021-05-01 | 29.3 | 4 | piece(s) | 4028177305489 | PK |  |  |  | 73269098
7240110 | DK | DK Socket strip, CEE 7/3 (type F), 3-way, 250 V, 16 A, LHD: 262,6x44x44 mm | DK Socket strip, CEE 7/3 (type F), 3-way, 250 V, 16 A, LHD: 262,6x44x44 mm, Without switch | EC000330 | 7240110 | Rittal |  | 44 | 44 | 0.574 | x |  |  | 2.579 | 2021-05-01 | 29.2 | 1 | piece(s) | 4028177255272 | PCE |  |  |  | 85369095
7240120 | DK | DK Socket strip, CEE 7/3 (type F), 3-way, 250 V, 16 A, LHD: 306,6x44x44 mm | DK Socket strip, CEE 7/3 (type F), 3-way, 250 V, 16 A, LHD: 306,6x44x44 mm, With rocker switch | EC000330 | 7240120 | Rittal |  | 44 | 44 | 0.627 | x |  |  | 2.579 | 2021-05-01 | 30.6 | 1 | piece(s) | 4028177221154 | PCE |  |  |  | 85369095
7240200 | DK | DK Socket strip, 10 A IEC 320 connector C13, 12-way, 250 V, 16 A | DK Socket strip, 10 A IEC 320 connector C13, 12-way, 250 V, 16 A, LHD: 482,6x44x44 mm, Without switch | EC000330 | 7240200 | Rittal |  | 44 | 44 | 0.864 | x |  |  | 3.154 | 2021-05-01 | 63.4 | 1 | piece(s) | 4028177237537 | PCE |  |  |  | 85369095
7240201 | DK | DK Socket strip, IEC 320 socket C13, 9-way, 250 V, 10 A, LHD: 482,6x44x44 mm | DK Socket strip, IEC 320 socket C13, 9-way, 250 V, 10 A, LHD: 482,6x44x44 mm, For IEC 320 connectors with IEC 320 input | EC000330 | 7240201 | Rittal |  | 44 | 44 | 0.61 | x |  |  | 3.103 | 2021-05-01 | 59.2 | 1 | piece(s) | 4028177237544 | PCE |  |  |  | 85369095
7240210 | DK | DK Socket strip, CEE 7/3 (type F), 7-way, 250 V, 16 A, LHD: 482,6x44x44 mm | DK Socket strip, CEE 7/3 (type F), 7-way, 250 V, 16 A, LHD: 482,6x44x44 mm, Without switch | EC000330 | 7240210 | Rittal |  | 44 | 44 | 0.831 | x |  |  | 3.103 | 2021-05-01 | 33.3 | 1 | piece(s) | 4028177221161 | PCE |  |  |  | 85369095
7240220 | DK | DK Socket strip, CEE 7/3 (type F), 7-way, 250 V, 16 A, LHD: 482,6x44x44 mm | DK Socket strip, CEE 7/3 (type F), 7-way, 250 V, 16 A, LHD: 482,6x44x44 mm, With rocker switch | EC000330 | 7240220 | Rittal |  | 44 | 44 | 0.856 | x |  |  | 3.124 | 2021-05-01 | 36.7 | 1 | piece(s) | 4028177221178 | PCE |  |  |  | 85369095
7240230 | DK | DK Socket strip, CEE 7/3 (type F), 5-way, 250 V, 16 A, LHD: 482,6x44x44 mm | DK Socket strip, CEE 7/3 (type F), 5-way, 250 V, 16 A, LHD: 482,6x44x44 mm, With overvoltage protection | EC000330 | 7240230 | Rittal |  | 44 | 44 | 0.95 | x |  |  | 3.211 | 2021-05-01 | 91.7 | 1 | piece(s) | 4028177221185 | PCE |  |  |  | 85369095
7240240 | DK | DK Socket strip, CEE 7/3 (type F), 5-way, 250 V, 16 A, LHD: 482,6x44x44 mm | DK Socket strip, CEE 7/3 (type F), 5-way, 250 V, 16 A, LHD: 482,6x44x44 mm, With circuit-breaker, B16, 2-pole, 10 kA | EC000330 | 7240240 | Rittal |  | 44 | 44 | 1.069 | x |  |  | 4.703 | 2021-05-01 | 75.6 | 1 | piece(s) | 4028177221192 | PCE |  |  |  | 85369095
7240260 | DK | DK Socket strip, CEE 7/3 (type F), 7-way, 250 V, 10 A, LHD: 482,6x44x44 mm | DK Socket strip, CEE 7/3 (type F), 7-way, 250 V, 10 A, LHD: 482,6x44x44 mm, UPS strip, connection cable: 10 A, IEC 320 connector type E, with 10 A G-fuse | EC000330 | 7240260 | Rittal |  | 44 | 44 | 0.868 | x |  |  | 3.279 | 2021-05-01 | 42.1 | 1 | piece(s) | 4028177221215 | PCE |  |  |  | 85369095
7240280 | DK | DK Socket strip, CEE 7/3 (type F), 5-way, 250 V, 16 A, LHD: 482,6x44x44 mm | DK Socket strip, CEE 7/3 (type F), 5-way, 250 V, 16 A, LHD: 482,6x44x44 mm, With FI switch | EC000330 | 7240280 | Rittal |  | 44 | 44 | 1.054 | x |  |  | 4.415 | 2021-05-01 | 148.9 | 1 | piece(s) | 4028177221222 | PCE |  |  |  | 85369095
7240301 | DK | DK Socket strip, CEE 7/3 (type F), 7-way, 230 V (AC), 16 A, LHD: 482,6x45x50 mm | DK Socket strip, CEE 7/3 (type F), 7-way, 230 V (AC), 16 A, LHD: 482,6x45x50 mm, with display | EC000330 | 7240301 | Rittal |  | 45 | 50 | 1.08 | x |  |  | 5.083 | 2021-05-01 | 164.2 | 1 | piece(s) | 4028177709416 | PCE |  |  |  | 85369095
7240310 | DK | DK Socket strip, CEE 7/3 (type F), 12-way, 250 V, 16 A, LHD: 658,6x44x44 mm | DK Socket strip, CEE 7/3 (type F), 12-way, 250 V, 16 A, LHD: 658,6x44x44 mm, Without switch | EC000330 | 7240310 | Rittal |  | 44 | 44 | 1.2 | x |  |  | 4.301 | 2021-05-01 | 52.8 | 1 | piece(s) | 4028177221239 | PCE |  |  |  | 85369095
7240330 | DK | DK Socket strip, CEE 7/3 (type F), 9-way, 250 V, 16 A, LHD: 658,6x44x44 mm | DK Socket strip, CEE 7/3 (type F), 9-way, 250 V, 16 A, LHD: 658,6x44x44 mm, With overvoltage protection | EC000330 | 7240330 | Rittal |  | 44 | 44 | 1.2 | x |  |  | 4.44 | 2021-05-01 | 130.3 | 1 | piece(s) | 4028177221246 | PCE |  |  |  | 85369095
7240510 | DK | DK Socket strip, CEE 7/5 (type E), 7-way, 250 V, 16 A, LHD: 482,6x44x44 mm | DK Socket strip, CEE 7/5 (type E), 7-way, 250 V, 16 A, LHD: 482,6x44x44 mm, Without switch | EC000330 | 7240510 | Rittal |  | 44 | 44 | 0.84 | x |  |  | 3.245 | 2021-05-01 | 42 | 1 | piece(s) | 4028177237575 | PCE |  |  |  | 85369095
7241005 | DK | DK Fibre-optic splicing box, 1 U, For D: 302 mm, without pull-out | DK Fibre-optic splicing box, 1 U, For D: 302 mm, without pull-out, depth-variable | EC001130 | 7241005 | Rittal |  |  |  | 3.355 | x |  |  | 8.624 | 2021-05-01 | 64.8 | 1 | piece(s) | 4028177167049 | PCE |  |  |  | 94032080
7241024 | DK | Patch panel | DK Patch panel | EC001130 | 7241024 | Rittal |  |  |  | 0.263 | x |  |  | 0.528 | 2021-05-01 | 12.4 | 1 | piece(s) | 4028177435605 | PCE |  |  |  | 94039010
7241045 | DK | Patch panel | DK Patch panel | EC001130 | 7241045 | Rittal |  |  |  | 0.265 | x |  |  | 0.528 | 2021-05-01 | 10.34 | 1 | piece(s) | 4028177167087 | PCE |  |  |  | 94039010
7246010 | DK | DK Adaptor, metric to imperial 21"/19", 1 U, 2 SU | DK Adaptor, metric to imperial 21"/19", 1 U, 2 SU, For metric mounting angles: 535 mm | EC002625 | 7246010 | Rittal |  | 2 |  | 0.076 | x |  |  | 0.01 | 2021-05-01 | 8.21 | 2 | piece(s) | 4028177401884 | PK |  |  |  | 76169990
7246030 | DK | DK Adaptor, metric to imperial 21"/19", 3 U, 6 SU | DK Adaptor, metric to imperial 21"/19", 3 U, 6 SU, For metric mounting angles: 535 mm | EC002625 | 7246030 | Rittal |  | 6 |  | 0.146 | x |  |  | 0.034 | 2021-05-01 | 8.82 | 2 | piece(s) | 4028177187184 | PK |  |  |  | 76169990
7246060 | DK | DK Adaptor, metric to imperial 21"/19", 6 U, 11 SU | DK Adaptor, metric to imperial 21"/19", 6 U, 11 SU, For metric mounting angles: 535 mm | EC002625 | 7246060 | Rittal |  | 11 |  | 0.23 | x |  |  | 0.062 | 2021-05-01 | 11.3 | 2 | piece(s) | 4028177187191 | PK |  |  |  | 76169990
7246100 | DK | DK Adaptor kit, 3 U, For W: 800 mm | DK Adaptor kit, 3 U, For W: 800 mm | EC002625 | 7246100 | Rittal |  |  |  | 1.304 | x |  |  | 2.006 | 2021-05-01 | 18.4 | 2 | piece(s) | 4028177186798 | PK |  |  |  | 73269098
7246400 | DK | DK Adaptor 482,6 mm (19"), 3 U, Depth offset 100 mm | DK Adaptor 482,6 mm (19"), 3 U, Depth offset 100 mm | EC002625 | 7246400 | Rittal |  |  |  | 0.36 | x |  |  | 0.273 | 2021-05-01 | 18.1 | 2 | piece(s) | 4028177389830 | PK |  |  |  | 73269098
7246420 | DK | DK Mounting kit, 2 U, For 482.6 mm (19") equipment | DK Mounting kit, 2 U, For 482.6 mm (19") equipment | EC002625 | 7246420 | Rittal | 0 |  |  | 0.362 | x |  |  | 0.138 | 2021-05-01 | 13.9 | 2 | piece(s) | 4028177435735 | PK |  |  |  | 73269098
7246500 | DK | DK Support for small appliances, WHD: 350x150x97 mm | DK Support for small appliances, WHD: 350x150x97 mm | EC002620 | 7246500 | Rittal | 350 | 150 | 97 | 1.229 | x |  |  | 9.678 | 2021-05-01 | 18.9 | 1 | piece(s) | 4028177625464 | PCE |  |  |  | 73269098
7257005 | DK | DK Cable management panel, 1 U, with steel rings | DK Cable management panel, 1 U, with steel rings | EC000322 | 7257005 | Rittal | 0 |  |  | 0.918 | x |  |  | 3.879 | 2021-05-01 | 26.1 | 1 | piece(s) | 4028177492080 | PCE |  |  |  | 94039010
7257035 | DK | DK Cable management panel, 1 U, with steel rings | DK Cable management panel, 1 U, with steel rings | EC000322 | 7257035 | Rittal | 0 |  |  | 0.926 | x |  |  | 4.116 | 2021-05-01 | 26.1 | 1 | piece(s) | 4028177187245 | PCE |  |  |  | 94039010
7257100 | DK | DK Cable management panel, 2 U, with cable routing bars | DK Cable management panel, 2 U, with cable routing bars | EC000322 | 7257100 | Rittal | 0 |  |  | 1.454 | x |  |  | 7.568 | 2021-05-01 | 38.1 | 1 | piece(s) | 4028177453715 | PCE |  |  |  | 94039010
7257105 | DK | DK Cable management panel, 2 U, with steel rings | DK Cable management panel, 2 U, with steel rings | EC000322 | 7257105 | Rittal | 0 |  |  | 1.453 | x |  |  | 7.812 | 2021-05-01 | 38.1 | 1 | piece(s) | 4028177492097 | PCE |  |  |  | 94039010
7257200 | DK | DK Cable management panel, 1 U, with steel rings | DK Cable management panel, 1 U, with steel rings | EC000322 | 7257200 | Rittal | 0 |  |  | 0.727 | x |  |  | 2.662 | 2021-05-01 | 21.8 | 1 | piece(s) | 4028177581012 | PCE |  |  |  | 94039010
7269135 | DK | DK Cable management panel, 2 U | DK Cable management panel, 2 U | EC000322 | 7269135 | Rittal |  |  |  | 1.773 | x |  |  | 4.9 | 2021-05-01 | 20.8 | 1 | piece(s) | 4028177221628 | PCE |  |  |  | 94039010
7280035 | DK | DK Junction box, with multi-functional bracket, connection cable L: 6 m | DK Junction box, with multi-functional bracket, connection cable L: 6 m | EC002600 | 7280035 | Rittal |  |  |  | 0.887 | x |  |  | 2.76 | 2021-05-01 | 18.4 | 1 | piece(s) | 4028177167223 | PCE |  |  |  | 73269098
7280100 | DK | DK Service socket, CEE 7/3 (type F), 1-way, 16 A, For enclosure frame attachment | DK Service socket, CEE 7/3 (type F), 1-way, 16 A, For enclosure frame attachment | EC000330 | 7280100 | Rittal |  |  |  | 0.472 | x |  |  | 0.54 | 2021-05-01 | 25.3 | 1 | piece(s) | 4028177552388 | PCE |  |  |  | 73269098
7281035 | DK | DK Keyboard drawer, 2 U, For a 482.6 mm (19") attachment level | DK Keyboard drawer, 2 U, For a 482.6 mm (19") attachment level | EC002620 | 7281035 | Rittal | 482.6 |  | 0 | 7.139 | x |  |  | 25.168 | 2021-05-01 | 114.1 | 1 | piece(s) | 4028177165946 | PCE |  |  |  | 94039010
7281200 | DK | DK Keyboard drawer, 1 U, For two 482.6 mm (19") attachment levels | DK Keyboard drawer, 1 U, For two 482.6 mm (19") attachment levels | EC002620 | 7281200 | Rittal |  |  |  | 4.88 | x |  |  | 15.605 | 2021-05-01 | 155.7 | 1 | piece(s) | 4028177390102 | PCE |  |  |  | 94039010
7282035 | DK | DK Drawer, 2 U, For a 482.6 mm (19") attachment level | DK Drawer, 2 U, For a 482.6 mm (19") attachment level, Installation depth: 427 mm | EC002620 | 7282035 | Rittal | 0 |  |  | 6.774 | x |  |  | 27.6 | 2021-05-01 | 106.2 | 1 | piece(s) | 4028177165953 | PCE |  |  |  | 94039010
7282135 | DK | DK Drawer, 2 U, For a 482.6 mm (19") attachment level | DK Drawer, 2 U, For a 482.6 mm (19") attachment level, Installation depth: 250 mm | EC002620 | 7282135 | Rittal | 0 |  |  | 4.75 | x |  |  | 17.748 | 2021-05-01 | 100.6 | 1 | piece(s) | 4028177391406 | PCE |  |  |  | 94039010
7283035 | DK | DK Drawer, 3 U, For a 482.6 mm (19") attachment level | DK Drawer, 3 U, For a 482.6 mm (19") attachment level, Installation depth: 427 mm | EC002620 | 7283035 | Rittal | 0 |  |  | 8.164 | x |  |  | 36.8 | 2021-05-01 | 113.3 | 1 | piece(s) | 4028177165960 | PCE |  |  |  | 94039010
7296000 | DK | DK Second pair of mounting angles, 31 U, 482.6 mm (19"), For Data Rack | DK Second pair of mounting angles, 31 U, 482.6 mm (19"), For Data Rack | EC002620 | 7296000 | Rittal |  |  |  | 11.685 | x |  |  | 117.6 | 2021-05-01 | 105.2 | 1 | piece(s) | 4028177128798 | PCE |  |  |  | 94039010
7297000 | DK | DK Second pair of mounting angles, 36 U, 482.6 mm (19"), For Data Rack | DK Second pair of mounting angles, 36 U, 482.6 mm (19"), For Data Rack | EC002620 | 7297000 | Rittal |  |  |  | 12.661 | x |  |  | 136.857 | 2021-05-01 | 117.5 | 1 | piece(s) | 4028177128811 | PCE |  |  |  | 94039010
7298000 | DK | DK Second pair of mounting angles, 40 U, 482.6 mm (19"), For Data Rack | DK Second pair of mounting angles, 40 U, 482.6 mm (19"), For Data Rack | EC002620 | 7298000 | Rittal |  |  |  | 13.33 | x |  |  | 147.242 | 2021-05-01 | 127.5 | 1 | piece(s) | 4028177128835 | PCE |  |  |  | 94039010
7299000 | DK | DK Second pair of mounting angles, 45 U, 482.6 mm (19"), For Data Rack | DK Second pair of mounting angles, 45 U, 482.6 mm (19"), For Data Rack | EC002620 | 7299000 | Rittal |  |  |  | 14.63 | x |  |  | 153.972 | 2021-05-01 | 151.4 | 1 | piece(s) | 4028177128859 | PCE |  |  |  | 94039010
7320570 | DK | CMC-TC Motion sensor | DK CMC-TC Motion sensor | EC002627 | 7320570 | Rittal | 59 | 102 | 32 | 0.267 | x |  |  | 1.15 | 2021-05-01 | 125.1 | 1 | piece(s) | 4028177367432 | PCE |  |  |  | 85311095
7320700 | DK | Handles, electromagnetic, for TE 8000 | DK CMC III handle, electromagnetic, Ergoform-S handle with master key function for TE, access control via CMC III Processing Unit, with position sensor for monitoring the manual handle, RAL 7035 | EC000327 | 7320700 | Rittal | 0 | 0 | 0 | 0.828 | x |  |  | 2.448 | 2021-05-01 | 142.6 | 1 | piece(s) | 4028177367470 | PCE |  |  |  | 83024110
7320814 | DK | DK Extension cable, For CMC III and FCS-fans, Connector/Jack (type: RJ12 | DK Extension cable, For CMC III und FCS-Lüfter, Connector/Jack (type: RJ12 | EC002627 | 7320814 | Rittal |  |  |  | 0.09 | x |  |  | 0.21 | 2021-05-01 | 16.1 | 2 | piece(s) | 4028177420786 | PK |  |  |  | 85444290
7338121 | DK | DK DET-AC III master, WHD: 482,6x1 Ux660 mm, 100-240 V, 1~, 50/60 Hz | DK DET-AC III master, Fire alarm and extinguisher system, Active air intake (smoke extraction system), early fire detection, automatic extinguishing, Designed solely for use in closed, | EC002685 | 7338121 | Rittal | 482.6 | 44 | 660 | 21.5 | x |  |  | 126.044 | 2021-05-01 | 4118 | 1 | piece(s) | 4028177699311 | PCE |  |  |  | 84248970
7338130 | DK | DK Pipe kit, For active air intake, For DET-AC and EFD | DK Pipe kit, Non-adhesive plug-in system, For active air intake, For connecting to DET-AC III and EFD, Diameter of plastic pipe: 18 mm internal, | EC002685 | 7338130 | Rittal |  |  |  | 0.81 | x |  |  | 7.5 | 2021-05-01 | 117 | 1 | piece(s) | 4028177652545 | PCE |  |  |  | 73269098
7338135 | DK | DK Sealing kit for TS IT and LCP, Only for application with DET AC III | DK Sealing kit for TS IT and LCP, Only for application with DET AC III | EC002685 | 7338135 | Rittal |  |  |  | 1 | x |  |  | 1.363 | 2021-05-01 | 18.4 | 1 | piece(s) | 4028177813502 | PCE |  |  |  | 39269097
7338221 | DK | DK EFD III, WHD: 482,6x1 Ux490 mm, 100-240 V, 1~, 50/60 Hz | DK EFD III, Early fire detection including smoke extraction system, Designed solely for use in closed, non-accessible enclosure systems, 482.6 mm (19") rack mount, 1 U | EC002685 | 7338221 | Rittal | 482.6 | 44 | 490 | 15 | x |  |  | 0 | 2021-05-01 | 2461 | 1 | piece(s) | 4028177699328 | PCE |  |  |  | 85311095
7338321 | DK | DK DET-AC III slave, WHD: 482,6x1 Ux660 mm, 24 V DC | DK DET-AC III slave, Add-on unit to the DET AC III Master, Extinguishing agent supply for each bayed enclosure, Detection and activation occurs via the DET-AC III master system, Communication Master-Slave via CAN bus interface | EC002685 | 7338321 | Rittal | 482.6 | 44 | 660 | 19.1 | x |  |  | 122.614 | 2021-05-01 | 2816 | 1 | piece(s) | 4028177699335 | PCE |  |  |  | 84248970
7391000 | DK | DK Data Rack distributor rack, WHD: 550x1499,5x750 mm, 31 U, RAL 7035 | DK Data Rack distributor rack, WHD: 550x1499,5x750 mm, 31 U, RAL 7035 | EC002507 | 7391000 | Rittal | 550 | 1500 | 750 | 17.6 | x |  |  | 118.902 | 2021-05-01 | 195.9 | 1 | piece(s) | 4028177129795 | PCE |  |  |  | 94032080
7396000 | DK | DK Data Rack distributor rack, WHD: 550x1721,8x750 mm, 36 U, RAL 7035 | DK Data Rack distributor rack, WHD: 550x1721,8x750 mm, 36 U, RAL 7035 | EC002507 | 7396000 | Rittal | 550 | 1722 | 750 | 18.65 | x |  |  | 123.737 | 2021-05-01 | 209.8 | 1 | piece(s) | 4028177129894 | PCE |  |  |  | 94032080
7400000 | DK | DK Data Rack distributor rack, WHD: 550x1899,5x750 mm, 40 U, RAL 7035 | DK Data Rack distributor rack, WHD: 550x1899,5x750 mm, 40 U, RAL 7035 | EC002507 | 7400000 | Rittal | 550 | 1900 | 750 | 19.8 | x |  |  | 136.364 | 2021-05-01 | 221.4 | 1 | piece(s) | 4028177129979 | PCE |  |  |  | 94032080
7401000 | DK | Support strips | DK Support strips | EC002620 | 7401000 | Rittal |  |  |  | 0.906 | x |  |  | 0.376 | 2021-05-01 | 23.4 | 2 | piece(s) | 4028177129993 | PK |  |  |  | 73269098
7402000 | DK | DK Slide rail, continuous, For two 482.6 mm (19")-mounting angles (front+rear) | DK Slide rail, continuous, For two 482.6 mm (19")-mounting angles (front+rear), For Data Rack | EC000386 | 7402000 | Rittal |  |  |  | 1.072 | x |  |  | 1.172 | 2021-05-01 | 20.5 | 2 | piece(s) | 4028177187177 | PK |  |  |  | 73269098
7445000 | DK | DK Data Rack distributor rack, WHD: 550x2121,8x750 mm, 45 U, RAL 7035 | DK Data Rack distributor rack, WHD: 550x2121,8x750 mm, 45 U, RAL 7035 | EC002507 | 7445000 | Rittal | 550 | 2122 | 750 | 20.772 | x |  |  | 163.17 | 2021-05-01 | 251.1 | 1 | piece(s) | 4028177130524 | PCE |  |  |  | 94032080
7451000 | DK | DK Small fibre-optic distributor, WHD: 180x254x90 mm,, max. 24 fibres | DK Small fibre-optic distributor, WHD: 180x254x90 mm, max. 24 fibres, with mounting plate, and splicing cassette accommodation | EC002500 | 7451000 | Rittal | 180 | 254 | 90 | 1.72 | x |  |  | 5.07 | 2021-05-01 | 91.1 | 1 | piece(s) | 4028177130562 | PCE |  |  |  | 73269098
7462000 | DK | DK Patch panel, For small fibre-optic distributors, 12 x type: ST | DK Patch panel, For small fibre-optic distributors, 12 x type: ST | EC001130 | 7462000 | Rittal |  |  |  | 0.17 | x |  |  | 0.281 | 2021-05-01 | 14.3 | 2 | piece(s) | 4028177130746 | PK |  |  |  | 94039010
7463100 | DK | DK Patch panel, For small fibre-optic distributors | DK Patch panel, For small fibre-optic distributors, 12/6 x type: SC, E-2000, E-2000-Duplex | EC001130 | 7463100 | Rittal |  |  |  | 0.192 | x |  |  | 0.275 | 2021-05-01 | 14.3 | 2 | piece(s) | 4028177187153 | PK |  |  |  | 94039010
7463200 | DK | DK Patch panel, For small fibre-optic distributors, 6 x type: SC-Duplex | DK Patch panel, For small fibre-optic distributors, 6 x type: SC-Duplex | EC001130 | 7463200 | Rittal |  |  |  | 0.148 | x |  |  | 0.288 | 2021-05-01 | 14.3 | 2 | piece(s) | 4028177187160 | PK |  |  |  | 94039010
7464035 | DK | DK Component shelf, WHD: 471x45x400 mm, 100 kg, For frame attachment | DK Component shelf, WHD: 471x45x400 mm, 100 kg, For frame attachment, For W: 600 mm, RAL 7035 | EC002620 | 7464035 | Rittal | 471 | 45 | 400 | 5.629 | x |  |  | 12.177 | 2021-05-01 | 45.3 | 1 | piece(s) | 4028177165977 | PCE |  |  |  | 94039010
7465035 | DK | DK Component shelf, WHD: 471x45x500 mm, 100 kg, For frame attachment | DK Component shelf, WHD: 471x45x500 mm, 100 kg, For frame attachment, For W: 600 mm, RAL 7035 | EC002620 | 7465035 | Rittal | 471 | 45 | 500 | 6.706 | x |  |  | 15.287 | 2021-05-01 | 49.4 | 1 | piece(s) | 4028177165984 | PCE |  |  |  | 94039010
7466035 | DK | DK Component shelf, WHD: 471x45x600 mm, 100 kg, For frame attachment | DK Component shelf, WHD: 471x45x600 mm, 100 kg, For frame attachment, For W: 600 mm, RAL 7035 | EC002620 | 7466035 | Rittal | 471 | 45 | 600 | 7.672 | x |  |  | 16.281 | 2021-05-01 | 58.5 | 1 | piece(s) | 4028177165991 | PCE |  |  |  | 94039010
7466735 | DK | DK Component shelf, WHD: 471x45x700 mm, 100 kg, For frame attachment | DK Component shelf, WHD: 471x45x700 mm, 100 kg, For frame attachment, For W: 600 mm, RAL 7035 | EC002620 | 7466735 | Rittal | 471 | 45 | 700 | 8.812 | x |  |  | 23.1 | 2021-05-01 | 69.4 | 1 | piece(s) | 4028177233270 | PCE |  |  |  | 94039010
7470535 | DK | Fibre-optic splicing box | DK Fibre-optic splicing box | EC001130 | 7470535 | Rittal |  |  |  | 6.752 | x |  |  | 24.543 | 2021-05-01 | 136.2 | 1 | piece(s) | 4028177167902 | PCE |  |  |  | 94039010
7474535 | DK | Patch panel | DK Patch panel | EC001130 | 7474535 | Rittal |  |  |  | 0.583 | x |  |  | 1.142 | 2021-05-01 | 19 | 1 | piece(s) | 4028177167940 | PCE |  |  |  | 94039010
7478535 | DK | Patch panel | DK Patch panel | EC001130 | 7478535 | Rittal |  |  |  | 0.553 | x |  |  | 1.155 | 2021-05-01 | 20.6 | 1 | piece(s) | 4028177167988 | PCE |  |  |  | 94039010
7480035 | DK | DK Energy-Box, WHD: 482,6 (19")x132,5x155 mm, max. 22 pitch units | DK Energy-Box, WHD: 482,6 (19")x132,5x155 mm, max. 22 pitch units | EC002620 | 7480035 | Rittal | 482.6 | 132.5 | 155 | 2.554 | x |  |  | 14.544 | 2021-05-01 | 159.3 | 1 | piece(s) | 4028177166004 | PCE |  |  |  | 94032080
7480300 | DK | DK Energy-Box, 482.6 mm (19"), Pull-out | DK Energy-Box, 482.6 mm (19"), Pull-out | EC002006 | 7480300 | Rittal | 482.6 | 0 | 220 | 6.275 | x |  |  | 23.166 | 2021-05-01 | 254.1 | 1 | piece(s) | 4028177247529 | PCE |  |  |  | 94032080
7484035 | DK | DK Component shelf, WHD: 671x45x400 mm, 100 kg, For frame attachment | DK Component shelf, WHD: 671x45x400 mm, 100 kg, For frame attachment, For W: 800 mm, RAL 7035 | EC002620 | 7484035 | Rittal | 671 | 45 | 400 | 7.485 | x |  |  | 16.8 | 2021-05-01 | 58.5 | 1 | piece(s) | 4028177166011 | PCE |  |  |  | 94039010
7485035 | DK | DK Component shelf, WHD: 671x45x500 mm, 100 kg, For frame attachment | DK Component shelf, WHD: 671x45x500 mm, 100 kg, For frame attachment, For W: 800 mm, RAL 7035 | EC002620 | 7485035 | Rittal | 671 | 45 | 500 | 8.6 | x |  |  | 22.185 | 2021-05-01 | 61.9 | 1 | piece(s) | 4028177166028 | PCE |  |  |  | 94039010
7486035 | DK | DK Component shelf, WHD: 671x45x600 mm, 100 kg, For frame attachment | DK Component shelf, WHD: 671x45x600 mm, 100 kg, For frame attachment, For W: 800 mm, RAL 7035 | EC002620 | 7486035 | Rittal | 671 | 45 | 600 | 9.933 | x |  |  | 27.084 | 2021-05-01 | 71.2 | 1 | piece(s) | 4028177166035 | PCE |  |  |  | 94039010
7486735 | DK | DK Component shelf, WHD: 671x45x700 mm, 100 kg, For frame attachment | DK Component shelf, WHD: 671x45x700 mm, 100 kg, For frame attachment, For W: 800 mm, RAL 7035 | EC002620 | 7486735 | Rittal | 671 | 45 | 700 | 11.197 | x |  |  | 27.454 | 2021-05-01 | 75.6 | 1 | piece(s) | 4028177221406 | PCE |  |  |  | 94039010
7494000 | DK | DK Baying clamp, L: 53 mm | DK Baying clamp, L: 53 mm | EC002622 | 7494000 | Rittal |  |  |  | 0.492 | x |  |  | 0.88 | 2021-05-01 | 26.1 | 3 | piece(s) | 4028177131187 | PK |  |  |  | 76169990
7495000 | DK | DK Twin castors, M12, each 2 with/without Lock | DK Twin castors, M12, each 2 with/without Lock | EC002621 | 7495000 | Rittal | 0 | 0 | 0 | 1.96 | x |  |  | 0 | 2021-05-01 | 105.8 | 1 | piece(s) | 4028177131200 | PCE |  |  |  | 83024900
7501000 | DK | DK VerticalBox, WHD: 300x550x600 mm, 5 U | DK VerticalBox, WHD: 300x550x600 mm, 5 U | EC002500 | 7501000 | Rittal | 300 | 540 | 600 | 17.04 | x |  |  | 115.022 | 2021-05-01 | 181.2 | 1 | piece(s) | 4028177625426 | PCE |  |  |  | 94032080
7507000 | DK | DK FlatBox, WHD: 600x358x400 mm, 6 U, with 482.6 mm (19") mounting angles | DK FlatBox, WHD: 600x358x400 mm, 6 U, with 482.6 mm (19") mounting angles | EC002500 | 7507000 | Rittal | 600 | 358 | 400 | 17.845 | x |  |  | 88.583 | 2021-05-01 | 194.6 | 1 | piece(s) | 4028177551398 | PCE |  |  |  | 94032080
7507010 | DK | DK FlatBox, WHD: 600x492x400 mm, 9 U, with 482.6 mm (19") mounting angles | DK FlatBox, WHD: 600x492x400 mm, 9 U, with 482.6 mm (19") mounting angles | EC002500 | 7507010 | Rittal | 600 | 492 | 400 | 20.878 | x |  |  | 111.862 | 2021-05-01 | 206.9 | 1 | piece(s) | 4028177551404 | PCE |  |  |  | 94032080
7507020 | DK | DK FlatBox, WHD: 600x625x400 mm, 12 U, with 482.6 mm (19") mounting frame | DK FlatBox, WHD: 600x625x400 mm, 12 U, with 482.6 mm (19") mounting frame | EC002500 | 7507020 | Rittal | 600 | 625 | 400 | 26.45 | x |  |  | 138.288 | 2021-05-01 | 237.1 | 1 | piece(s) | 4028177551411 | PCE |  |  |  | 94032080
7507030 | DK | DK FlatBox, WHD: 600x758x400 mm, 15 U, with 482.6 mm (19") mounting frame | DK FlatBox, WHD: 600x758x400 mm, 15 U, with 482.6 mm (19") mounting frame | EC002500 | 7507030 | Rittal | 600 | 758 | 400 | 30 | x |  |  | 163.84 | 2021-05-01 | 270 | 1 | piece(s) | 4028177551428 | PCE |  |  |  | 94032080
7507100 | DK | DK FlatBox, WHD: 600x358x600 mm, 6 U, with 482.6 mm (19") mounting angles | DK FlatBox, WHD: 600x358x600 mm, 6 U, with 482.6 mm (19") mounting angles | EC002500 | 7507100 | Rittal | 600 | 358 | 600 | 24 | x |  |  | 128.112 | 2021-05-01 | 200.7 | 1 | piece(s) | 4028177551435 | PCE |  |  |  | 94032080
7507110 | DK | DK FlatBox, WHD: 600x492x600 mm, 9 U, with 482.6 mm (19") mounting angles | DK FlatBox, WHD: 600x492x600 mm, 9 U, with 482.6 mm (19") mounting angles | EC002500 | 7507110 | Rittal | 600 | 492 | 600 | 27 | x |  |  | 126.968 | 2021-05-01 | 222.6 | 1 | piece(s) | 4028177551442 | PCE |  |  |  | 94032080
7507120 | DK | DK FlatBox, WHD: 600x625x600 mm, 12 U, with 482.6 mm (19") mounting frame | DK FlatBox, WHD: 600x625x600 mm, 12 U, with 482.6 mm (19") mounting frame | EC002500 | 7507120 | Rittal | 600 | 625 | 600 | 31 | x |  |  | 157.735 | 2021-05-01 | 253 | 1 | piece(s) | 4028177551459 | PCE |  |  |  | 94032080
7507200 | DK | DK FlatBox, WHD: 700x758x700 mm, 15 U, with 482.6 mm (19") mounting frame | DK FlatBox, WHD: 700x758x700 mm, 15 U, with 482.6 mm (19") mounting frame | EC002500 | 7507200 | Rittal | 700 | 758 | 700 | 42 | x |  |  | 219 | 2021-05-01 | 313 | 1 | piece(s) | 4028177551466 | PCE |  |  |  | 94032080
7507210 | DK | DK FlatBox, WHD: 700x892x700 mm, 18 U, with 482.6 mm (19") mounting frame | DK FlatBox, WHD: 700x892x700 mm, 18 U, with 482.6 mm (19") mounting frame | EC002500 | 7507210 | Rittal | 700 | 892 | 700 | 48 | x |  |  | 249.75 | 2021-05-01 | 350 | 1 | piece(s) | 4028177551473 | PCE |  |  |  | 94032080
7507220 | DK | DK FlatBox, WHD: 700x1025x700 mm, 21 U, with 482.6 mm (19") mounting frame | DK FlatBox, WHD: 700x1025x700 mm, 21 U, with 482.6 mm (19") mounting frame | EC002500 | 7507220 | Rittal | 700 | 1025 | 700 | 53 | x |  |  | 285.048 | 2021-05-01 | 380 | 1 | piece(s) | 4028177551480 | PCE |  |  |  | 94032080
7507706 | DK | DK Mounting angles, 482.6 mm (19"), 6 U, For FlatBox | DK Mounting angles, 482.6 mm (19"), 6 U, For FlatBox | EC002620 | 7507706 | Rittal |  |  |  | 0.694 | x |  |  | 0.558 | 2021-05-01 | 10.9 | 2 | piece(s) | 4028177551497 | PK |  |  |  | 73269098
7507709 | DK | DK Mounting angles, 482.6 mm (19"), 9 U, For FlatBox | DK Mounting angles, 482.6 mm (19"), 9 U, For FlatBox | EC002620 | 7507709 | Rittal |  |  |  | 0.94 | x |  |  | 1.4 | 2021-05-01 | 13.3 | 2 | piece(s) | 4028177551503 | PK |  |  |  | 73269098
7507712 | DK | DK Mounting angles, 482.6 mm (19"), 12 U, For FlatBox | DK Mounting angles, 482.6 mm (19"), 12 U, For FlatBox | EC002620 | 7507712 | Rittal |  |  |  | 1.2 | x |  |  | 1.617 | 2021-05-01 | 17 | 2 | piece(s) | 4028177551510 | PK |  |  |  | 73269098
7507715 | DK | DK Mounting angles, 482.6 mm (19"), 15 U, For FlatBox | DK Mounting angles, 482.6 mm (19"), 15 U, For FlatBox | EC002620 | 7507715 | Rittal |  |  |  | 1.46 | x |  |  | 2.34 | 2021-05-01 | 18.2 | 2 | piece(s) | 4028177551527 | PK |  |  |  | 73269098
7507718 | DK | DK Mounting angles, 482.6 mm (19"), 18 U, For FlatBox | DK Mounting angles, 482.6 mm (19"), 18 U, For FlatBox | EC002620 | 7507718 | Rittal |  |  |  | 1.672 | x |  |  | 1.35 | 2021-05-01 | 20.6 | 2 | piece(s) | 4028177551534 | PK |  |  |  | 73269098
7507721 | DK | DK Mounting angles, 482.6 mm (19"), 21 U, For FlatBox | DK Mounting angles, 482.6 mm (19"), 21 U, For FlatBox | EC002620 | 7507721 | Rittal |  |  |  | 1.908 | x |  |  | 1.755 | 2021-05-01 | 23 | 2 | piece(s) | 4028177551541 | PK |  |  |  | 73269098
7507740 | DK | DK Levelling feet, M10x20 mm, For Flatbox, | DK Levelling feet, For screw-fastening onto the enclosure base, M10x20 mm, For Flatbox, | EC002620 | 7507740 | Rittal |  | 0 |  | 0.132 | x |  |  | 0.06 | 2021-05-01 | 5.96 | 4 | piece(s) | 4028177552678 | PK |  |  |  | 73181900
7507750 | DK | Plinth for FlatBox, Carbon steel,Suitable for Width/depth: 600 x 600 mm | DK base/plinth for FlatBox, W x D: 600 x 600 mm, RAL 7035 | EC000721 | 7507750 | Rittal |  | 50 |  | 4.2 | x |  |  | 28.826 | 2021-05-01 | 42.6 | 1 | piece(s) | 4028177583467 | PCE |  |  |  | 94039010
7507755 | DK | Plinth for FlatBox, Carbon steel,Suitable for Width/depth: 700 x 700 mm | DK base/plinth for FlatBox, W x D: 700 x 700 mm, RAL 7035 | EC000721 | 7507755 | Rittal |  | 50 |  | 5.4 | x |  |  | 35.363 | 2021-05-01 | 48.5 | 1 | piece(s) | 4028177583481 | PCE |  |  |  | 94039010
7507760 | DK | SK Cover plates for fan panels, For Flatbox | SK Cover plates for fan panels, For Flatbox, Sheet steel, RAL 7035 | EC000331 | 7507760 | Rittal |  |  |  | 0.738 | x |  |  | 0.163 | 2021-05-01 | 15.4 | 6 | piece(s) | 4028177550841 | PK |  |  |  | 73269098
7526750 | TE | TE Module plate, WxD: 450x50 mm, Compensating panel, For W: 600 mm | TE Module plate, WxD: 450x50 mm, Compensating panel, For W: 600 mm | EC002620 | 7526750 | Rittal | 450 |  | 50 | 0.363 | x |  |  | 0.574 | 2021-05-01 | 11.1 | 1 | piece(s) | 4028177196537 | PCE |  |  |  | 94039010
7526755 | TE | TE Module plate, WxD: 450x150 mm, Compensating panel, For W: 600 mm | TE Module plate, WxD: 450x150 mm, Compensating panel, For W: 600 mm | EC002620 | 7526755 | Rittal | 450 |  | 150 | 0.884 | x |  |  | 1.512 | 2021-05-01 | 15.7 | 1 | piece(s) | 4028177551183 | PCE |  |  |  | 94039010
7526760 | TE | TE Module plate, WxD: 450x200 mm, Solid, For W: 600 mm | TE Module plate, WxD: 450x200 mm, Solid, For W: 600 mm | EC002620 | 7526760 | Rittal | 450 |  | 200 | 1.186 | x |  |  | 2.704 | 2021-05-01 | 13.1 | 1 | piece(s) | 4028177196544 | PCE |  |  |  | 94039010
7526770 | TE | TE Module plate, WxD: 450x550 mm, Solid, For W: 600 mm | TE Module plate, WxD: 450x550 mm, Solid, For W: 600 mm | EC002620 | 7526770 | Rittal | 450 |  | 550 | 2.599 | x |  |  | 8.064 | 2021-05-01 | 17.5 | 1 | piece(s) | 4028177196551 | PCE |  |  |  | 94039010
7526780 | TE | TE Module plate, WxD: 450x750 mm, Solid, For W: 600 mm | TE Module plate, WxD: 450x750 mm, Solid, For W: 600 mm | EC002620 | 7526780 | Rittal | 450 |  | 750 | 3.65 | x |  |  | 9.854 | 2021-05-01 | 22.4 | 1 | piece(s) | 4028177196568 | PCE |  |  |  | 94039010
7526785 | TE | Module Plates for TE 8000, Depth: 550, For width: 800, Compensating plate | TE module plate, solid, W x D: 650 x 550 mm, for enclosure width 800 mm, sheet steel, zinc-plated | EC002620 | 7526785 | Rittal | 650 |  | 550 | 4.3 | x |  |  | 11.286 | 2021-05-01 | 29.8 | 1 | piece(s) | 4028177557826 | PCE |  |  |  | 94039010
7526790 | TE | TE Module plate, WxD: 650x50 mm, Compensating panel, For W: 800 mm | TE Module plate, WxD: 650x50 mm, Compensating panel, For W: 800 mm | EC002620 | 7526790 | Rittal | 650 |  | 50 | 0.512 | x |  |  | 0.969 | 2021-05-01 | 11.2 | 1 | piece(s) | 4028177196575 | PCE |  |  |  | 94039010
7526795 | TE | TE Module plate, WxD: 650x150 mm, Compensating panel, For W: 800 mm | TE Module plate, WxD: 650x150 mm, Compensating panel, For W: 800 mm | EC002620 | 7526795 | Rittal | 650 |  | 150 | 1.22 | x |  |  | 2.591 | 2021-05-01 | 17.5 | 1 | piece(s) | 4028177551190 | PCE |  |  |  | 94039010
7526800 | TE | TE Module plate, WxD: 650x200 mm, Solid, For W: 800 mm | TE Module plate, WxD: 650x200 mm, Solid, For W: 800 mm | EC002620 | 7526800 | Rittal | 650 |  | 200 | 1.723 | x |  |  | 3.547 | 2021-05-01 | 14.2 | 1 | piece(s) | 4028177196582 | PCE |  |  |  | 94039010
7526820 | TE | Module Plates for TE 8000, Depth: 750, For width: 800, Compensating plate | TE module plate, solid, W x D: 650 x 750 mm, for enclosure width 800 mm, sheet steel, zinc-plated | EC002620 | 7526820 | Rittal | 650 |  | 750 | 5.1 | x |  |  | 13.068 | 2021-05-01 | 33.6 | 1 | piece(s) | 4028177196605 | PCE |  |  |  | 94039010
7526829 | TE | TE Module plate, WxD: 450x200 mm, Vented, For W: 600 mm | TE Module plate, WxD: 450x200 mm, Vented, For W: 600 mm | EC002620 | 7526829 | Rittal | 450 |  | 200 | 0.712 | x |  |  | 1.932 | 2021-05-01 | 19.5 | 1 | piece(s) | 4028177304017 | PCE |  |  |  | 94039010
7526834 | TE | TE Module plate, WxD: 650x200 mm, Vented, For W: 800 mm | TE Module plate, WxD: 650x200 mm, Vented, For W: 800 mm | EC002620 | 7526834 | Rittal | 650 |  | 200 | 1.02 | x |  |  | 0.264 | 2021-05-01 | 24.8 | 1 | piece(s) | 4028177304000 | PCE |  |  |  | 94039010
7526850 | TE | TE Module plate, WxD: 450x200 mm, With brush strip, For W: 600 mm | TE Module plate, WxD: 450x200 mm, With brush strip, For W: 600 mm | EC002620 | 7526850 | Rittal | 450 |  | 200 | 0.939 | x |  |  | 2.673 | 2021-05-01 | 15.6 | 1 | piece(s) | 4028177196636 | PCE |  |  |  | 94039010
7526860 | TE | TE Module plate, WxD: 650x200 mm, With brush strip, For W: 800 mm | TE Module plate, WxD: 650x200 mm, With brush strip, For W: 800 mm | EC002620 | 7526860 | Rittal | 650 |  | 200 | 1.687 | x |  |  | 3.723 | 2021-05-01 | 16.6 | 1 | piece(s) | 4028177196643 | PCE |  |  |  | 94039010
7526964 | TS | TS8 Mounting plate, With integral top-hat rail, For TS, TS IT, SE | TS8 Mounting plate, With integral top-hat rail, For TS, TS IT, SE | EC002625 | 7526964 | Rittal | 0 | 0 | 0 | 0.205 | x |  |  | 0.383 | 2021-05-01 | 8.39 | 1 | piece(s) | 4028177246799 | PCE |  |  |  | 73269098
7541000 | DK | DK Earth rail, vertical, L: 545 mm, For H: 800 mm, For TS | DK Earth rail, vertical, L: 545 mm, For H: 800 mm, For TS | EC000329 | 7541000 | Rittal |  |  |  | 1.472 | x |  |  | 2.432 | 2021-05-01 | 52 | 1 | piece(s) | 4028177131798 | PCE |  |  |  | 74199990
7542000 | DK | DK Earth rail, vertical, L: 745 mm, For H: 1000 mm, For TS | DK Earth rail, vertical, L: 745 mm, For H: 1000 mm, For TS | EC000329 | 7542000 | Rittal |  |  |  | 1.655 | x |  |  | 3.591 | 2021-05-01 | 56.1 | 1 | piece(s) | 4028177131811 | PCE |  |  |  | 74199990
7543000 | DK | DK Earth rail, vertical, L: 945 mm, For H: 1200 mm, For TS | DK Earth rail, vertical, L: 945 mm, For H: 1200 mm, For TS | EC000329 | 7543000 | Rittal |  |  |  | 1.781 | x |  |  | 3.708 | 2021-05-01 | 59.7 | 1 | piece(s) | 4028177131835 | PCE |  |  |  | 74199990
7544000 | DK | DK Earth rail, vertical, L: 1145 mm, For H: 1400 mm, For TS | DK Earth rail, vertical, L: 1145 mm, For H: 1400 mm, For TS | EC000329 | 7544000 | Rittal |  |  |  | 2.217 | x |  |  | 4.712 | 2021-05-01 | 66.6 | 1 | piece(s) | 4028177131859 | PCE |  |  |  | 74199990
7545000 | DK | DK Earth rail, vertical, L: 1345 mm, For H: 1600 mm, For TS | DK Earth rail, vertical, L: 1345 mm, For H: 1600 mm, For TS | EC000329 | 7545000 | Rittal |  |  |  | 2.312 | x |  |  | 5.338 | 2021-05-01 | 70.2 | 1 | piece(s) | 4028177131873 | PCE |  |  |  | 74199990
7546000 | DK | DK Earth rail, vertical, L: 1545 mm, For H: 1800 mm, For TS | DK Earth rail, vertical, L: 1545 mm, For H: 1800 mm, For TS | EC000329 | 7546000 | Rittal |  |  |  | 2.657 | x |  |  | 6.758 | 2021-05-01 | 74.9 | 1 | piece(s) | 4028177131897 | PCE |  |  |  | 74199990
7547000 | DK | DK Earth rail, vertical, L: 1745 mm, For H: 2000 mm, For TS | DK Earth rail, vertical, L: 1745 mm, For H: 2000 mm, For TS | EC000329 | 7547000 | Rittal |  |  |  | 2.809 | x |  |  | 7.369 | 2021-05-01 | 78.8 | 1 | piece(s) | 4028177131910 | PCE |  |  |  | 74199990
7548000 | DK | DK Earth rail, vertical, L: 1945 mm, For H: 2200 mm, For TS | DK Earth rail, vertical, L: 1945 mm, For H: 2200 mm, For TS | EC000329 | 7548000 | Rittal |  |  |  | 2.907 | x |  |  | 8.019 | 2021-05-01 | 83.4 | 1 | piece(s) | 4028177131934 | PCE |  |  |  | 74199990
7548210 | IT | DK Potential equalisation star, For earthing bolt, 8 mm | DK Potential equalisation star, For earthing bolt, 8 mm, For flat-pin connector, 6,3 mm | EC000329 | 7548210 | Rittal |  |  |  | 0.12 | x |  |  | 0.015 | 2021-05-01 | 11.8 | 10 | piece(s) | 4028177520264 | PK |  |  |  | 73269098
7549000 | DK | Extension kit for earth rail, vertical | DK Extension kit for earth rail, vertical | EC001503 | 7549000 | Rittal |  |  |  | 0.69 | x |  |  | 0.14 | 2021-05-01 | 19.5 | 10 | piece(s) | 4028177187320 | PK |  |  |  | 73269098
7641350 | AX IT | Wall-mounted IT distributor, 7 U, WHD: 600x380x350 mm (AX 1339) | AX IT wall-mounted IT distributor, 7 U, without mounting plate, with 482.6 mm (19") mounting angles, WHD: 600x380x350 mm (AX 1339), Pre-asembled IT enclosure with:, with hinged door, of all-round solid construction | EC002500 | 7641350 | Rittal | 600 | 380 | 350 | 17.64 | x |  |  | 90.402 | 2021-05-01 | 140.3 | 1 | piece(s) | 4028177942394 | PCE |  |  |  | 94032080
7643350 | AX IT | Wall-mounted IT distributor, 12 U, WHD: 600x600x350 mm (AX 1360) | AX IT wall-mounted IT distributor, 12 U, without mounting plate, with 482.6 mm (19") mounting angles, WHD: 600x600x350 mm (AX 1360), Pre-asembled IT enclosure with:, with hinged door, of all-round solid construction | EC002500 | 7643350 | Rittal | 600 | 600 | 350 | 23.42 | x |  |  | 141.398 | 2021-05-01 | 157.5 | 1 | piece(s) | 4028177942400 | PCE |  |  |  | 94032080
7645350 | AX IT | Wall-mounted IT distributor, 15 U, WHD: 600x760x350 mm (AX 1376) | AX IT wall-mounted IT distributor, 15 U, without mounting plate, with 482.6 mm (19") mounting angles, WHD: 600x760x350 mm (AX 1376), Pre-asembled IT enclosure with:, with hinged door, of all-round solid construction | EC002500 | 7645350 | Rittal | 600 | 760 | 350 | 29.64 | x |  |  | 180.362 | 2021-05-01 | 180.5 | 1 | piece(s) | 4028177942417 | PCE |  |  |  | 94032080
7646400 | AX IT | Wall-mounted IT distributor, 15 U, WHD: 600x800x400 mm (AX 1059) | AX IT wall-mounted IT distributor, 15 U, without mounting plate, with 482.6 mm (19") mounting angles, WHD: 600x800x400 mm (AX 1059), Pre-asembled IT enclosure with:, with hinged door, of all-round solid construction | EC002500 | 7646400 | Rittal | 600 | 800 | 400 | 32.5 | x |  |  | 212.463 | 2021-05-01 | 198.3 | 1 | piece(s) | 4028177942424 | PCE |  |  |  | 94032080
7688000 | DK | DK 482.6 mm (19") mounting angles, 24 U, For H: 1200 mm | DK 482.6 mm (19") mounting angles, 24 U, For H: 1200 mm | EC002620 | 7688000 | Rittal |  |  |  | 2.694 | x |  |  | 1.749 | 2021-05-01 | 42.8 | 2 | piece(s) | 4028177133341 | PK |  |  |  | 73269098
7696000 | DK | DK Einbauwinkel, For 482.6 mm (19") mounting angles, For W: 600/1200 mm | DK Einbauwinkel, For 482.6 mm (19") mounting angles, For W: 600/1200 mm | EC002622 | 7696000 | Rittal |  |  |  | 1.636 | x |  |  | 0.756 | 2021-05-01 | 19.8 | 2 | piece(s) | 4028177133501 | PK |  |  |  | 83024900
7698000 | DK | DK Einbauwinkel, For 482.6 mm (19") mounting angles, For W: 800 mm | DK Einbauwinkel, For 482.6 mm (19") mounting angles, For W: 800 mm | EC002622 | 7698000 | Rittal |  |  |  | 2.374 | x |  |  | 1.019 | 2021-05-01 | 25.3 | 2 | piece(s) | 4028177133549 | PK |  |  |  | 83024900
7705035 | EL | DK Gland plate with brush strip, WxD: 599x133,5 mm, For EL | DK Gland plate with brush strip, WxD: 599x133,5 mm, For EL | EC000211 | 7705035 | Rittal | 599 | 0 | 133.5 | 1.7 | x |  |  | 4.207 | 2021-05-01 | 28.7 | 1 | piece(s) | 4028177166073 | PCE |  |  |  | 94039010
7705110 | DK | DK Mini-comfort handle, For locking inserts, For EL, 3-piece, 15 U | DK Mini-comfort handle, For locking inserts, For EL, 3-piece, 15 U | EC000327 | 7705110 | Rittal | 0 | 0 | 0 | 0.489 | x |  |  | 0.675 | 2021-05-01 | 25.5 | 1 | piece(s) | 4028177324503 | PCE |  |  |  | 83024110
7705120 | DK | DK Mini-comfort handle, For semi-cylinders, For EL, 3-piece, 15 U | DK Mini-comfort handle, For semi-cylinders, For EL, 3-piece, 15 U | EC000327 | 7705120 | Rittal | 0 | 0 | 0 | 0.551 | x |  |  | 0.642 | 2021-05-01 | 25.5 | 1 | piece(s) | 4028177324510 | PCE |  |  |  | 83024110
7705235 | EL | EL Gland plate for metric cable glands, WxD: 599x133,5 mm, For EL | EL Gland plate for metric cable glands, WxD: 599x133,5 mm, For EL | EC000211 | 7705235 | Rittal | 599 | 0 | 133.5 | 1.64 | x |  |  | 4.032 | 2021-05-01 | 19.2 | 1 | piece(s) | 4028177389854 | PCE |  |  |  | 73269098
7706135 | DK | DK Wall-mounted enclosures, 3-part, WHD: 600x345x473 mm, 6 U, With punched rails | DK Wall-mounted enclosures, 3-part, WHD: 600x345x473 mm, 6 U, With punched rails, and mounting angles, depth-variable | EC000261 | 7706135 | Rittal | 600 | 345 | 473 | 26.4 |  | 0 | 0 | 127.224 | 2021-05-01 | 374 | 1 | piece(s) | 4028177324176 | PCE |  |  |  | 94032080
7709135 | DK | DK Wall-mounted enclosures, 3-part, WHD: 600x478x473 mm, 9 U, With punched rails | DK Wall-mounted enclosures, 3-part, WHD: 600x478x473 mm, 9 U, With punched rails, and mounting angles, depth-variable | EC000261 | 7709135 | Rittal | 600 | 478 | 473 | 31 |  | 0 | 0 | 172.203 | 2021-05-01 | 400 | 1 | piece(s) | 4028177324183 | PCE |  |  |  | 94032080
7709535 | DK | DK Wall-mounted enclosures, 3-part, WHD: 600x478x673 mm, 9 U, Pre-configured | DK Wall-mounted enclosures, 3-part, WHD: 600x478x673 mm, 9 U, Pre-configured, with mounting angles, depth-variable | EC000261 | 7709535 | Rittal | 600 | 478 | 673 | 38 |  | 0 | 0 | 232.407 | 2021-05-01 | 551 | 1 | piece(s) | 4028177551015 | PCE |  |  |  | 94032080
7709735 | DK | DK Wall-mounted enclosures, 3-part, WHD: 600x478x573 mm, 9 U, Pre-configured | DK Wall-mounted enclosures, 3-part, WHD: 600x478x573 mm, 9 U, Pre-configured, with mounting angles, depth-variable | EC000261 | 7709735 | Rittal | 600 | 478 | 573 | 35 |  | 0 | 0 | 207.264 | 2021-05-01 | 489 | 1 | piece(s) | 4028177324237 | PCE |  |  |  | 94032080
7712135 | DK | DK Wall-mounted enclosures, 3-part, WHD: 600x612x473 mm, 12 U | DK Wall-mounted enclosures, 3-part, WHD: 600x612x473 mm, 12 U, With punched rails, and mounting angles, depth-variable | EC000261 | 7712135 | Rittal | 600 | 612 | 473 | 36 |  | 0 | 0 | 214.272 | 2021-05-01 | 427 | 1 | piece(s) | 4028177324190 | PCE |  |  |  | 94032080
7715135 | DK | DK Wall-mounted enclosures, 3-part, WHD: 600x746x473 mm, 15 U | DK Wall-mounted enclosures, 3-part, WHD: 600x746x473 mm, 15 U, With punched rails, and mounting angles, depth-variable | EC000261 | 7715135 | Rittal | 600 | 746 | 473 | 41 |  | 0 | 0 | 263.368 | 2021-05-01 | 453 | 1 | piece(s) | 4028177324206 | PCE |  |  |  | 94032080
7715535 | DK | DK Wall-mounted enclosures, 3-part, WHD: 600x746x673 mm, 15 U, Pre-configured | DK Wall-mounted enclosures, 3-part, WHD: 600x746x673 mm, 15 U, Pre-configured, with mounting angles, depth-variable | EC000261 | 7715535 | Rittal | 600 | 746 | 673 | 48 |  | 0 | 0 | 363.636 | 2021-05-01 | 617 | 1 | piece(s) | 4028177551022 | PCE |  |  |  | 94032080
7715735 | DK | DK Wall-mounted enclosures, 3-part, WHD: 600x746x573 mm, 15 U, Pre-configured | DK Wall-mounted enclosures, 3-part, WHD: 600x746x573 mm, 15 U, Pre-configured, with mounting angles, depth-variable | EC000261 | 7715735 | Rittal | 600 | 746 | 573 | 45 |  | 0 | 0 | 320.32 | 2021-05-01 | 529 | 1 | piece(s) | 4028177324244 | PCE |  |  |  | 94032080
7721135 | DK | DK Wall-mounted enclosures, 3-part, WHD: 600x1012x473 mm, 21 U | DK Wall-mounted enclosures, 3-part, WHD: 600x1012x473 mm, 21 U, With punched rails, and mounting angles, depth-variable | EC000261 | 7721135 | Rittal | 600 | 1012 | 473 | 49 |  | 0 | 0 | 344.531 | 2021-05-01 | 504 | 1 | piece(s) | 4028177324220 | PCE |  |  |  | 94032080
7721535 | DK | DK Wall-mounted enclosures, 3-part, WHD: 600x1021x673 mm, 21 U, Pre-configured | DK Wall-mounted enclosures, 3-part, WHD: 600x1021x673 mm, 21 U, Pre-configured, with mounting angles, depth-variable | EC000261 | 7721535 | Rittal | 600 | 1012 | 673 | 61 |  | 0 | 0 | 473.932 | 2021-05-01 | 743 | 1 | piece(s) | 4028177551039 | PCE |  |  |  | 94032080
7721735 | DK | DK Wall-mounted enclosures, 3-part, WHD: 600x1021x573 mm, 21 U, Pre-configured | DK Wall-mounted enclosures, 3-part, WHD: 600x1021x573 mm, 21 U, Pre-configured, with mounting angles, depth-variable | EC000261 | 7721735 | Rittal | 600 | 1012 | 573 | 55 |  | 0 | 0 | 432.432 | 2021-05-01 | 592 | 1 | piece(s) | 4028177324251 | PCE |  |  |  | 94032080
7752950 | DK | ESD connection point | DK ESD connection point | EC002625 | 7752950 | Rittal |  |  |  | 0.035 | x |  |  | 0.018 | 2021-05-01 | 13.5 | 1 | piece(s) | 4028177325227 | PCE |  |  |  | 73269098
7824200 | DK | DK Side panel, For TS, TS IT, lockable, HxD: 2000x1000 mm, RAL 7035 | DK Side panel, For TS, TS IT, lockable, HxD: 2000x1000 mm, RAL 7035 | EC002524 | 7824200 | Rittal |  |  |  | 47.8 | x |  |  | 166.95 | 2021-05-01 | 186 | 2 | piece(s) | 4028177232396 | PK |  |  |  | 94039010
7824208 | DK | DK Side panel, For TS, TS IT, lockable, HxD: 2000x800 mm, RAL 7035 | DK Side panel, For TS, TS IT, lockable, HxD: 2000x800 mm, RAL 7035 | EC002524 | 7824208 | Rittal |  |  |  | 39.6 | x |  |  | 135.45 | 2021-05-01 | 164.4 | 2 | piece(s) | 4028177232419 | PK |  |  |  | 94039010
7824220 | DK | DK Side panel, For TS, TS IT, lockable, HxD: 2200x1000 mm, RAL 7035 | DK Side panel, For TS, TS IT, lockable, HxD: 2200x1000 mm, RAL 7035 | EC002524 | 7824220 | Rittal |  |  |  | 62.1 | x |  |  | 88.258 | 2021-05-01 | 194.1 | 2 | piece(s) | 4028177302808 | PK |  |  |  | 94039010
7824228 | DK | DK Side panel, For TS, TS IT, lockable, HxD: 2200x800 mm, RAL 7035 | DK Side panel, For TS, TS IT, lockable, HxD: 2200x800 mm, RAL 7035 | EC002524 | 7824228 | Rittal |  |  |  | 43.2 | x |  |  | 69.23 | 2021-05-01 | 175.5 | 2 | piece(s) | 4028177232440 | PK |  |  |  | 94039010
7824540 | DK | DK Baying clamp, For TS, TS IT, For side panel containment | DK Baying clamp, For retrospective baying of enclosures, with screw-fastened or lockable side panels., External mounting, For TS, TS IT | EC002622 | 7824540 | Rittal |  |  |  | 3.736 | x |  |  | 0.336 | 2021-05-01 | 27.5 | 4 | piece(s) | 4028177345461 | PK |  |  |  | 73269098
7825375 | DK | DK Brush strip, super-airtight, Bristle length: 58 mm | DK Brush strip, super-airtight, Bristle length: 58 mm, 2 pcs. L: 1 m, right-hand and left-hand version, Plastic to UL 94-V0 | EC002620 | 7825375 | Rittal | 0 |  |  | 2.08 | x |  |  | 5.266 | 2021-05-01 | 49.6 | 1 | piece(s) | 4028177552784 | PCE |  |  |  | 39269097
7825380 | DK | DK Gland plate module, For W: 800 mm, Vented | DK Gland plate module, For W: 800 mm, Vented | EC002620 | 7825380 | Rittal |  |  | 237.5 | 2.15 | x |  |  | 6.329 | 2021-05-01 | 27 | 1 | piece(s) | 4028177233348 | PCE |  |  |  | 94039010
7825381 | DK | DK Gland plate module, For W: 800 mm, For cable entry with brush | DK Gland plate module, For W: 800 mm, For cable entry with brush | EC002620 | 7825381 | Rittal |  |  | 237.5 | 1.95 | x |  |  | 6.329 | 2021-05-01 | 19.7 | 1 | piece(s) | 4028177233355 | PCE |  |  |  | 94039010
7825900 | DK | DK Transport kit, max. 1000 kg, For TS IT | DK Transport kit, max. 1000 kg, For TS IT | EC002625 | 7825900 | Rittal | 0 | 0 | 0 | 6.42 | x |  |  | 2.747 | 2021-05-01 | 162 | 4 | piece(s) | 4028177234086 | PK |  |  |  | 83024900
7826605 | DK | DK-TS8 Roof plate, WxD: 600x1000 mm, 2-part, For cable entry | DK-TS8 Roof plate, WxD: 600x1000 mm, 2-part, For cable entry | EC000744 | 7826605 | Rittal |  |  |  | 8.887 | x |  |  | 55.968 | 2021-05-01 | 82.6 | 1 | piece(s) | 4028177345355 | PCE |  |  |  | 94039010
7826665 | DK | DK-TS8 Roof plate, WxD: 600x600 mm, 2-part, For cable entry | DK-TS8 Roof plate, WxD: 600x600 mm, 2-part, For cable entry | EC000744 | 7826665 | Rittal |  |  |  | 5.406 | x |  |  | 38.074 | 2021-05-01 | 62.4 | 1 | piece(s) | 4028177390225 | PCE |  |  |  | 94039010
7826685 | DK | DK-TS8 Roof plate, WxD: 600x800 mm, 2-part, For cable entry | DK-TS8 Roof plate, WxD: 600x800 mm, 2-part, For cable entry | EC000744 | 7826685 | Rittal |  |  |  | 7.1 | x |  |  | 39.732 | 2021-05-01 | 71.6 | 1 | piece(s) | 4028177345331 | PCE |  |  |  | 94039010
7826750 | DK | Vent cover | DK vent cover, for hot air extraction to a ventilation system, WHD: 450 x 144 x 300 mm, cut-outs W x D max. 380 x 230 mm, PET-G, transparent | EC000331 | 7826750 | Rittal | 450 | 144 | 300 | 0.96 | x |  |  | 19.078 | 2021-05-01 | 75.1 | 1 | piece(s) | 4028177572300 | PCE |  |  |  | 39269097
7826805 | DK | DK-TS8 Roof plate, WxD: 800x1000 mm, 2-part, For cable entry | DK-TS8 Roof plate, WxD: 800x1000 mm, 2-part, For cable entry | EC000744 | 7826805 | Rittal |  |  |  | 11.695 | x |  |  | 76.174 | 2021-05-01 | 84.1 | 1 | piece(s) | 4028177345386 | PCE |  |  |  | 94039010
7826825 | TS | TS Roof plate, WxD:: 800x1200mm, 2-part, For cable entry | TS Roof plate, WxD:: 800x1200mm, 2-part, For cable entry | EC000744 | 7826825 | Rittal |  |  |  | 13.892 | x |  |  | 80.156 | 2021-05-01 | 99 | 1 | piece(s) | 4028177517813 | PCE |  |  |  | 94039010
7826865 | DK | DK-TS8 Roof plate, WxD: 800x600 mm, 2-part, For cable entry | DK-TS8 Roof plate, WxD: 800x600 mm, 2-part, For cable entry | EC000744 | 7826865 | Rittal |  |  |  | 7.064 | x |  |  | 47.849 | 2021-05-01 | 73.2 | 1 | piece(s) | 4028177390256 | PCE |  |  |  | 94039010
7826885 | DK | DK-TS8 Roof plate, WxD: 800x800 mm, 2-part, For cable entry | DK-TS8 Roof plate, WxD: 800x800 mm, 2-part, For cable entry | EC000744 | 7826885 | Rittal |  |  |  | 9.492 | x |  |  | 57.967 | 2021-05-01 | 76.1 | 1 | piece(s) | 4028177345362 | PCE |  |  |  | 94039010
7827544 | DK | DK Brush strip, vertical, For H: 2000 mm, For TS IT | DK Brush strip, vertical, For H: 2000 mm, For TS IT | EC002625 | 7827544 | Rittal |  |  |  | 2.04 | x |  |  | 1.606 | 2021-05-01 | 70.1 | 4 | piece(s) | 4028177552845 | PK |  |  |  | 96035000
7829150 | DK | DK Earthing extension kit for TS IT, 8 earth straps, UL Style 1015 AWG 12 | DK Earthing extension kit for TS IT, 8 earth straps, UL Style 1015 AWG 12 | EC001503 | 7829150 | Rittal |  |  |  | 0.29 | x |  |  | 0.51 | 2021-05-01 | 18.5 | 1 | piece(s) | 4028177302570 | PCE |  |  |  | 73269098
7829200 | DK | Central earthing point | DK Central earthing point | EC001503 | 7829200 | Rittal |  |  |  | 0.038 | x |  |  | 0.048 | 2021-05-01 | 5.49 | 1 | piece(s) | 4028177231979 | PCE |  |  |  | 73269098
7831472 | TS | TS System supports for cable routes, Support height 102 mm | TS System supports for cable routes, Support height 102 mm | EC000322 | 7831472 | Rittal |  |  |  | 3.49 | x |  |  | 3.354 | 2021-05-01 | 44.6 | 2 | piece(s) | 4028177517301 | PK |  |  |  | 73269098
7856005 | DK | DK PSM busbar, 7-way, 3~, 16 A, Infeed: 1, For H: 2000 mm | DK PSM busbar, 7-way, 3~, 16 A, Infeed: 1, For H: 2000 mm | EC000215 | 7856005 | Rittal |  |  |  | 5.1 | x |  |  | 51.74 | 2021-05-01 | 170.9 | 1 | piece(s) | 4028177579200 | PCE |  |  |  | 85369001
7856006 | DK | DK PSM busbar, 7-way, 3~, 16 A, Infeed: 2, For H: 2000 mm | DK PSM busbar, 7-way, 3~, 16 A, Infeed: 2, For H: 2000 mm | EC000215 | 7856006 | Rittal |  |  |  | 6.122 | x |  |  | 52.387 | 2021-05-01 | 185 | 1 | piece(s) | 4028177616189 | PCE |  |  |  | 85369001
7856008 | DK | DK PSM busbar, 8-way, 3~, 16 A, Infeed: 2, For H: 2200 mm | DK PSM busbar, 8-way, 3~, 16 A, Infeed: 2, For H: 2200 mm | EC000215 | 7856008 | Rittal |  |  |  | 3.829 | x |  |  | 19.26 | 2021-05-01 | 182.5 | 1 | piece(s) | 4028177616196 | PCE |  |  |  | 85369001
7856010 | DK | DK PSM busbar, 4-way, 3~, 16 A, Infeed: 2, For H: 1200 mm | DK PSM busbar, 4-way, 3~, 16 A, Infeed: 2, For H: 1200 mm | EC000215 | 7856010 | Rittal |  |  |  | 2.289 | x |  |  | 12.017 | 2021-05-01 | 118.5 | 1 | piece(s) | 4028177402461 | PCE |  |  |  | 85369001
7856013 | DK | DK Cable lock PSM, For PSM EN 60 320 C13 connector configurations | DK Cable lock PSM, For PSM EN 60 320 C13 connector configurations | EC002620 | 7856013 | Rittal |  |  |  | 0.06 | x |  |  | 0.007 | 2021-05-01 | 19.8 | 20 | piece(s) | 4028177519121 | PK |  |  |  | 85444290
7856014 | DK | DK Connection cable, L: 0,5 m, 10 A, C13/C14, For PSM | DK Connection cable, L: 0,5 m, 10 A, C13/C14, For PSM | EC001576 | 7856014 | Rittal |  |  |  | 0.198 | x |  |  | 0.26 | 2021-05-01 | 10.19 | 2 | piece(s) | 4028177519138 | PK |  |  |  | 85444290
7856020 | DK | DK PSM busbar, 7-way, 3~, 16 A, Infeed: 2, For H: 2000 mm | DK PSM busbar, 7-way, 3~, 16 A, Infeed: 2, For H: 2000 mm | EC000215 | 7856020 | Rittal |  |  |  | 3.313 | x |  |  | 19.002 | 2021-05-01 | 150.2 | 1 | piece(s) | 4028177402485 | PCE |  |  |  | 85369001
7856025 | DK | DK Connection cable, L: 3 m, 16 A, 3-phase, Wago X-Com, CEE, For PSM | DK Connection cable, L: 3 m, 16 A, 3-phase, Wago X-Com, CEE, For PSM | EC001576 | 7856025 | Rittal |  |  |  | 0.955 | x |  |  | 4.42 | 2021-05-01 | 27 | 1 | piece(s) | 4028177415805 | PCE |  |  |  | 85444290
7856026 | DK | DK Connection cable, L: 3 m, 16 A, 1-phase, Wago X-Com, CEE, For PSM | DK Connection cable, L: 3 m, 16 A, 1-phase, Wago X-Com, CEE, For PSM | EC001576 | 7856026 | Rittal |  |  |  | 0.62 | x |  |  | 3.225 | 2021-05-01 | 26.3 | 1 | piece(s) | 4028177438811 | PCE |  |  |  | 85444290
7856027 | DK | DK Connection cable, L: 3 m, 10 A, 1-phase, Wago X-Com, C14, For PSM | DK Connection cable, L: 3 m, 10 A, 1-phase, Wago X-Com, C14, For PSM | EC001576 | 7856027 | Rittal |  |  |  | 0.389 | x |  |  | 1.84 | 2021-05-01 | 27.7 | 1 | piece(s) | 4028177438828 | PCE |  |  |  | 85444290
7856030 | DK | DK Connection cable, L: 3 m, 16 A, 1-phase, Wago X-Com, C20, For UPS | DK Connection cable, L: 3 m, 16 A, 1-phase, Wago X-Com, C20, For UPS | EC001576 | 7856030 | Rittal |  |  |  | 0.52 | x |  |  | 1.56 | 2021-05-01 | 37 | 1 | piece(s) | 4028177402508 | PCE |  |  |  | 85444290
7856070 | DK | DK PSM Plus socket module, C13, 6-way, black | DK PSM Plus socket module, C13, 6-way, black, non-switchable, with thermal overcurrent protection | EC000330 | 7856070 | Rittal | 0 | 0 | 0 | 0.342 | x |  |  | 0.918 | 2021-05-01 | 56 | 1 | piece(s) | 4028177402522 | PCE |  |  |  | 85369001
7856080 | DK | DK PSM Plus socket module, C13, 6-way, black, non-switchable | DK PSM Plus socket module, C13, 6-way, black, non-switchable | EC000330 | 7856080 | Rittal | 0 | 0 | 0 | 0.332 | x |  |  | 0.857 | 2021-05-01 | 46 | 1 | piece(s) | 4028177402539 | PCE |  |  |  | 85369001
7856082 | DK | DK PSM Plus socket module, C13, 6-way, red, non-switchable | DK PSM Plus socket module, C13, 6-way, red, non-switchable | EC000330 | 7856082 | Rittal | 0 | 0 | 0 | 0.335 | x |  |  | 0.84 | 2021-05-01 | 50.4 | 1 | piece(s) | 4028177520318 | PCE |  |  |  | 85369001
7856090 | DK | DK PSM Plus socket module, CEE 7/3 (type F), 4-way, black | DK PSM Plus socket module, CEE 7/3 (type F), 4-way, black, non-switchable, with thermal overcurrent protection | EC000330 | 7856090 | Rittal | 0 | 0 | 0 | 0.355 | x |  |  | 0.932 | 2021-05-01 | 35.1 | 1 | piece(s) | 4028177402546 | PCE |  |  |  | 85369001
7856100 | DK | DK PSM Plus socket module, CEE 7/3 (type F), 4-way, black, non-switchable | DK PSM Plus socket module, CEE 7/3 (type F), 4-way, black, non-switchable | EC000330 | 7856100 | Rittal | 0 | 0 | 0 | 0.344 | x |  |  | 0.953 | 2021-05-01 | 32.9 | 1 | piece(s) | 4028177402553 | PCE |  |  |  | 85369001
7856120 | DK | DK PSM Plus socket module, CEE 7/5 (type E), 4-way, black, non-switchable | DK PSM Plus socket module, CEE 7/5 (type E), 4-way, black, non-switchable | EC000330 | 7856120 | Rittal | 0 | 0 | 0 | 0.363 | x |  |  | 0 | 2021-05-01 | 34.6 | 1 | piece(s) | 4028177402577 | PCE |  |  |  | 85369001
7856170 | DK | DK PSM Overvoltage protection, Wago X-Com | DK PSM Overvoltage protection, Wago X-Com | EC000942 | 7856170 | Rittal |  |  |  | 0.82 | x |  |  | 3.274 | 2021-05-01 | 108.1 | 1 | piece(s) | 4028177402621 | PCE |  |  |  | 85369001
7856191 | DK | PSM module CH, 4 x T23 (16 A) | DK PSM socket module, for modular PSM power distribution. Occupies 1 slot in the busbar. CH (type J, SEV 1011), 4 x T23, 5-way, black, WHD 52 x 250 x 45 mm | EC000330 | 7856191 | Rittal | 52 | 250 | 45 | 0.363 | x |  |  | 0.953 | 2021-05-01 | - € | 1 | piece(s) | 4028177692381 | PCE |  |  |  | 85369001
7856220 | DK | DK PSM Plus socket module, C13, 4-way, black | DK PSM Plus socket module, C13, 4-way, black, non-switchable, with thermal overcurrent protection | EC000330 | 7856220 | Rittal | 0 | 0 | 0 | 0.36 | x |  |  | 0.825 | 2021-05-01 | 114 | 1 | piece(s) | 4028177438842 | PCE |  |  |  | 85369001
7856230 | DK | DK PSM Plus socket module, C19, 4-way, black, non-switchable | DK PSM Plus socket module, C19, 4-way, black, non-switchable | EC000330 | 7856230 | Rittal | 0 | 0 | 0 | 0.341 | x |  |  | 0.958 | 2021-05-01 | 86.7 | 1 | piece(s) | 4028177485358 | PCE |  |  |  | 85369001
7856240 | DK | DK PSM Plus socket module, CEE 7/3 (type F), 4-way, red, non-switchable | DK PSM Plus socket module, CEE 7/3 (type F), 4-way, red, non-switchable | EC000330 | 7856240 | Rittal | 0 | 0 | 0 | 0.347 | x |  |  | 0.946 | 2021-05-01 | 33.8 | 1 | piece(s) | 4028177485365 | PCE |  |  |  | 85369001
7856321 | DK | DK PSM busbar, 6-way, 1~, 32 A, Infeed: 1, For H: 2000 mm | DK PSM busbar, 6-way, 1~, 32 A, Infeed: 1, For H: 2000 mm | EC000215 | 7856321 | Rittal |  |  |  | 5.619 | x |  |  | 50.738 | 2021-05-01 | 282 | 1 | piece(s) | 4028177552906 | PCE |  |  |  | 85369001
7856323 | DK | DK PSM busbar, 6-way, 3~, 32 A, Infeed: 1, For H: 2000 mm | DK PSM busbar, 6-way, 3~, 32 A, Infeed: 1, For H: 2000 mm | EC000215 | 7856323 | Rittal |  |  |  | 6.615 | x |  |  | 49.75 | 2021-05-01 | 369 | 1 | piece(s) | 4028177552913 | PCE |  |  |  | 85369001
7859000 | DK | DK IT-LED system light, 600lm, For frame mounting | DK IT-LED system light, 600lm, For frame mounting | EC000321 | 7859000 | Rittal | 337 | 55 | 23 | 0.35 | x |  |  | 1.695 | 2021-05-01 | 46.9 | 1 | piece(s) | 4028177817937 | PCE |  |  |  | 94054095
7859010 | DK | DK Power cord with Euro plug, for System light LED SZ 2500.1XX | DK Power cord with Euro plug, for IT LED system light 7859.000, L: 2 m | EC001576 | 7859010 | Rittal | 0 | 0 | 0 | 0.152 | x |  |  | 0.308 | 2021-05-01 | 7.44 | 1 | piece(s) | 4028177815643 | PCE |  |  |  | 85444290
7859020 | DK | DK Power cord with IEC C18 plug, for System light LED SZ 2500.1XX | DK Power cord with IEC C18 plug, for System light LED SZ 2500.1XX | EC001576 | 7859020 | Rittal | 0 | 0 | 0 | 0.185 | x |  |  | 0.44 | 2021-05-01 | 9.59 | 1 | piece(s) | 4028177815650 | PCE |  |  |  | 85444290
7859050 | DK | DK PSM measurement bar, 230 V/400 V, 3~, 16 A, 50/60 Hz, Infeed: 2 | DK PSM measurement bar, 230 V/400 V, 3~, 16 A, 50/60 Hz, Infeed: 2, For H: 2000 mm | EC000215 | 7859050 | Rittal |  |  |  | 4.621 | x |  |  | 53.396 | 2021-05-01 | 905 | 1 | piece(s) | 4028177677579 | PCE |  |  |  | 85369001
7859053 | DK | DK PSM measurement bar, 230 V, 1~, 32 A, 50/60 Hz, Infeed: 1, For H: 2000 mm | DK PSM measurement bar, 230 V, 1~, 32 A, 50/60 Hz, Infeed: 1, For H: 2000 mm | EC000215 | 7859053 | Rittal |  |  |  | 5.984 | x |  |  | 50.738 | 2021-05-01 | 905 | 1 | piece(s) | 4028177677586 | PCE |  |  |  | 85369001
7859060 | DK | Mounting kit for PSM busbars for VX IT, Plug & play assembly: Enclosure frame | VX IT mounting kit, for modular PDU (PSM), 2 mounting brackets, for Plug & Play attachment of the PSM busbars to the enclosure frame of the VX IT, sheet steel, zinc-plated | EC000330 | 7859060 | Rittal |  |  |  | 0.282 | x |  |  | 0.538 | 2021-05-01 | 13 | 1 | piece(s) | 4028177952744 | PCE |  |  |  | 83024900
7859065 | DK | Mounting kit for PSM busbars, for VX IT, Plug & play assembly: Zero-U-Space | VX IT mounting kit, for modular PDU (PSM), 2 mounting brackets, for Plug & Play attachment of the PSM busbars in the Zero-U-Space of the VX IT, sheet steel, zinc-plated | EC000330 | 7859065 | Rittal |  |  |  | 0.306 | x |  |  | 0.538 | 2021-05-01 | 13.4 | 1 | piece(s) | 4028177952751 | PCE |  |  |  | 73269098
7859080 | DK | PSM Zero-U-Space, Length: 1695 mm, Infeeds: 2, Phases3, 16 A | DK modular PDU, PSM busbar, modular power distribution for vertical installation, in the Zero-U-Space for 800 mm wide IT racks, 3~, 16 A, length 1695 mm, module slots: 6, infeeds: 2, connection: WAGO socket, x -COM, for enclosure height 2000 mm, aluminium section, natural anodised | EC000215 | 7859080 | Rittal |  |  |  | 2.8 | x |  |  | 15.39 | 2021-05-01 | 138.6 | 1 | piece(s) | 4028177956650 | PCE |  |  |  | 85369001
7859081 | DK | PSM Zero-U-Space, Length: 1695 mm, Infeeds: 1, Phases3, 16 A | DK modular PDU, PSM busbar, modular power distribution for vertical installation, in the Zero-U-Space for 800 mm wide IT racks, 3~, 16 A, length 1695 mm, module slots: 6, infeeds: 1, connection cable length: 3 m, CEE connector, for enclosure height 2000 mm, aluminium section, natural anodised | EC000215 | 7859081 | Rittal |  |  |  | 4.3 | x |  |  | 49.4 | 2021-05-01 | 157.8 | 1 | piece(s) | 4028177956636 | PCE |  |  |  | 85369001
7859090 | DK | PSM Zero-U-Space, Length: 1695 mm, Infeeds: 1, Phases3, 32 A | DK modular PDU, PSM busbar, modular power distribution for vertical installation, in the Zero-U-Space for 800 mm wide IT racks, 1~, 32 A, length 1695 mm, module slots: 5, infeeds: 1, connection cable length: 3 m, CEE connector, for enclosure height 2000 mm, aluminium section, natural anodised | EC000215 | 7859090 | Rittal |  |  |  | 5.2 | x |  |  | 49.4 | 2021-05-01 | 252 | 1 | piece(s) | 4028177956643 | PCE |  |  |  | 85369001
7859120 | DK | DK PSM Plus socket module, C13, 6-way, black, nicht schaltbar, mit LED | DK PSM Plus socket module, C13, 6-way, black, nicht schaltbar, mit LED | EC000330 | 7859120 | Rittal | 0 | 0 | 0 | 0.375 | x |  |  | 0.825 | 2021-05-01 | 91.8 | 1 | piece(s) | 4028177597990 | PCE |  |  |  | 85369001
7859130 | DK | DK PSM Plus socket module, C19, 4-way, black, nicht schaltbar, mit LED | DK PSM Plus socket module, C19, 4-way, black, nicht schaltbar, mit LED | EC000330 | 7859130 | Rittal | 0 | 0 | 0 | 0.385 | x |  |  | 0.834 | 2021-05-01 | 115.2 | 1 | piece(s) | 4028177598027 | PCE |  |  |  | 85369001
7859410 | DK | PSM measurement modules with CAN bus for PSM busbars | DK PSM measuring module, for modular PSM power distribution, occupies 2 slots in the busbar, output: IEC 60 320 8 x C13, input: 207 V – 250 V, 16 A, (max. 3680 W) | EC000330 | 7859410 | Rittal | 53 | 0 | 45 | 1.005 | x |  |  | 6.716 | 2021-05-01 | 432 | 1 | piece(s) | 4028177801844 | PCE |  |  |  | 85369001
7859420 | DK | PSM measurement modules with CAN bus for PSM busbars | DK PSM measuring module, for modular PSM power distribution. Occupies 2 slots in the busbar. Output: IEC 60 320 4 x C19, 2 x C13, input: 207 V – 250 V, 16 A, (max. 3680 W) | EC000330 | 7859420 | Rittal | 53 | 0 | 45 | 0.992 | x |  |  | 5.225 | 2021-05-01 | 451 | 1 | piece(s) | 4028177801851 | PCE |  |  |  | 85369001
7859430 | DK | PSM measurement modules with CAN bus for PSM busbars | DK PSM measuring module, for modular PSM power distribution. Occupies 2 slots in the busbar. Output: 4 x protective contact, CEE 7/3, 2 x C13, input: 207 V – 250 V, 16 A, (max. 3680 W) | EC000330 | 7859430 | Rittal | 53 | 0 | 45 | 1.011 | x |  |  | 5.225 | 2021-05-01 | 441 | 1 | piece(s) | 4028177801868 | PCE |  |  |  | 85369001
7888100 | TX | TX CableNet, vented, 42 U, WHD: 800x2000x1000 mm, RAL 7035, with side panels | Network Rack TX CableNet, 800x2000x1000 mm, 42 U, with side panels, RAL 7035 | EC002499 | 7888100 | Rittal | 800 | 2000 | 1000 | 135 | x |  |  | 2089.37 | 2021-05-01 | 672 | 1 | piece(s) | 4028177963443 | PCE |  |  |  | 94032080
7888102 | TX | TX CableNet, vented, 42 U, WHD: 800x2000x1000 mm, RAL 7035, without side panels | Network Rack TX CableNet, 800x2000x1000 mm, 42 U, with side panels, RAL 7035 | EC002499 | 7888102 | Rittal | 800 | 2000 | 1000 | 73 | x |  |  | 2089.37 | 2021-05-01 | 541 | 1 | piece(s) | 4028177965560 | PCE |  |  |  | 94039010
7888120 | TX | TX CableNet, vented, 42 U, WHD: 800x2200x1000 mm, RAL 7035, with side panels | Network Rack TX CableNet, 800x2200x1000 mm, 47 U, with side panels, RAL 7035 | EC002499 | 7888120 | Rittal | 800 | 2200 | 1000 | 88 | x |  |  | 2283.73 | 2021-05-01 | 714 | 1 | piece(s) | 4028177963412 | PCE |  |  |  | 94032080
7888200 | TX | TX CableNet, glazed door, 42 U, WHD: 800x2000x1000mm, RAL 7035, with side panels | Network Rack TX CableNet with glazed door, 800x2000x800 mm, 42 U, with side panels, RAL 7035 | EC002499 | 7888200 | Rittal | 800 | 2000 | 1000 | 152 | x |  |  | 2089.37 | 2021-05-01 | 661 | 1 | piece(s) | 4028177963450 | PCE |  |  |  | 94039010
7888202 | TX | TX CableNet, glazed door, 42 U, WHD: 800x2000x800 mm, RAL 7035, w/o side panels | Network Rack TX CableNet with glazed door, 800x2000x800 mm, 42 U, without side panels, RAL 7035 | EC002499 | 7888202 | Rittal | 800 | 2000 | 800 | 88 | x |  |  | 1719.57 | 2021-05-01 | 535 | 1 | piece(s) | 4028177965577 | PCE |  |  |  | 94039010
7888208 | TX | TX CableNet, glazed door, 42 U, WHD: 800x2000x800 mm, RAL 7035, with side panels | Network Rack TX CableNet with glazed door, 800x2000x800 mm, 42 U, with side panels, RAL 7035 | EC002499 | 7888208 | Rittal | 800 | 2000 | 800 | 122 | x |  |  | 1719.57 | 2021-05-01 | 640 | 1 | piece(s) | 4028177963467 | PCE |  |  |  | 94039010
7888220 | TX | TX CableNet, glazed door, 42 U, WHD: 800x2200x1000mm, RAL 7035, with side panels | Network Rack TX CableNet with glazed door, 800x2200x1000 mm, 47 U, with side panels, RAL 7035 | EC002499 | 7888220 | Rittal | 800 | 2200 | 1000 | 103 | x |  |  | 2283.73 | 2021-05-01 | 703 | 1 | piece(s) | 4028177963429 | PCE |  |  |  | 94032080
7888228 | TX | TX CableNet, glazed door, 42 U, WHD: 800x2200x800 mm, RAL 7035, with side panels | Network Rack TX CableNet with glazed door, 800x2200x1000 mm, 47 U, with side panels, RAL 7035 | EC002499 | 7888228 | Rittal | 800 | 2200 | 800 | 100 | x |  |  | 1879.53 | 2021-05-01 | 682 | 1 | piece(s) | 4028177963436 | PCE |  |  |  | 94032080
7888301 | TX | TX brush strip, D x L: 1000 mm x 80 mm, for cable entry in the roof | TX brush strip, D x L: 1000 mm x 80 mm, bristle length 30 mm, for cable entry in the roof | EC000211 | 7888301 | Rittal | 0 |  |  | 0.64 | x |  |  | 384 | 2021-05-01 | 36.8 | 2 | piece(s) | 4028177964280 | PK |  |  |  | 39269097
7888302 | TX | TX brush strip, D x L: 800 mm x 80 mm, for cable entry in the roof | TX brush strip, D x L: 800 mm x 80 mm, bristle length 30 mm, for cable entry in the roof | EC000211 | 7888302 | Rittal | 0 |  |  | 0.52 | x |  |  | 384 | 2021-05-01 | 31.5 | 2 | piece(s) | 4028177964273 | PK |  |  |  | 96035000
7888310 | TX | TX cable cage for cable routing and support. WHD: 120x2000x300 mm, RAL 9005 | Cable cage for TX CableNet, WHD: 120x2000x300 mm, RAL 9005, standard 50x50mm wire mesh shaped to a C-cross section, for organizing large amounts of cables in a row of cabinets. Attachment by means of clip elements. | EC000012 | 7888310 | Rittal | 120 | 0 | 0 | 5 | x |  |  | 1550.4 | 2021-05-01 | 78.7 | 1 | piece(s) | 4028177964242 | PCE |  |  |  | 94039010
7888311 | TX | TX cable cage for cable routing and support. WHD: 120x2200x300 mm, RAL 9005 | Cable cage for TX CableNet, WHD: 120x2200x300 mm, RAL 9005, standard 50x50mm wire mesh shaped to a C-cross section, for organizing large amounts of cables in a row of cabinets. Attachment by means of clip elements. | EC000012 | 7888311 | Rittal | 120 | 0 | 0 | 5.5 | x |  |  | 1550.4 | 2021-05-01 | 84 | 1 | piece(s) | 4028177964235 | PCE |  |  |  | 94039010
7888320 | TX | TX cable tray, for cable routing, W x H: 308 x 2000 mm, sheet steel, RAL 9005 | Cable tray for TX CableNet, H: 2000 mm, W: 308 mm, for vertical cable routing and strain relief, integrated multi-function perforation for attachment using clip elements. | EC000322 | 7888320 | Rittal | 0 | 0 |  | 10 | x |  |  | 840 | 2021-05-01 | 84 | 1 | piece(s) | 4028177964266 | PCE |  |  |  | 73269098
7888322 | TX | TX cable tray, for cable routing, W x H: 308 x 2200 mm, sheet steel, RAL 9005 | Cable tray for TX CableNet, H: 2200 mm, W: 308 mm, for vertical cable routing and strain relief, integrated multi-function perforation for attachment using clip elements. | EC000322 | 7888322 | Rittal | 0 | 0 |  | 10 | x |  |  | 840 | 2021-05-01 | 89.2 | 1 | piece(s) | 4028177964259 | PCE |  |  |  | 94039010
7888390 | TE | TE 8000 network rack, WHD: 600x600x600 mm, with glazed door | TE Network enclosure TE 8000, WHD: 600x600x600 mm, 11 U, With glazed door | EC002499 | 7888390 | Rittal | 600 | 600 | 600 | 40 | x |  |  | 318.402 | 2021-05-01 | 388 | 1 | piece(s) | 4028177801387 | PCE |  |  |  | 94032080
7888410 | TE | TE 8000 network rack, WHD: 600x600x800 mm, with glazed door | TE Network enclosure TE 8000, WHD: 600x600x800 mm, 11 U, With glazed door | EC002499 | 7888410 | Rittal | 600 | 600 | 800 | 47 | x |  |  | 414.348 | 2021-05-01 | 409 | 1 | piece(s) | 4028177801394 | PCE |  |  |  | 94032080
7888430 | TE | TE 8000 network rack, WHD: 600x1200x600 mm, with glazed door | TE Network enclosure TE 8000, WHD: 600x1200x600 mm, 24 U, With glazed door | EC002499 | 7888430 | Rittal | 600 | 1200 | 600 | 62 | x |  |  | 574.992 | 2021-05-01 | 482 | 1 | piece(s) | 4028177801400 | PCE |  |  |  | 94032080
7888440 | TE | TE 8000 network rack, WHD: 600x1200x800 mm, with glazed door | TE Network enclosure TE 8000, WHD: 600x1200x800 mm, 24 U, With glazed door | EC002499 | 7888440 | Rittal | 600 | 1200 | 800 | 70 | x |  |  | 743.556 | 2021-05-01 | 507 | 1 | piece(s) | 4028177801417 | PCE |  |  |  | 94032080
7888460 | TE | TE 8000 network rack, WHD: 800x1200x800 mm, with glazed door | TE Network enclosure TE 8000, WHD: 800x1200x800 mm, 24 U, With glazed door | EC002499 | 7888460 | Rittal | 800 | 1200 | 800 | 74 | x |  |  | 983.668 | 2021-05-01 | 552 | 1 | piece(s) | 4028177801448 | PCE |  |  |  | 94032080
7888500 | TE | TE 8000 network rack, WHD: 600x2000x600 mm, with glazed door | TE Network enclosure TE 8000, WHD: 600x2000x600 mm, 42 U, With glazed door | EC002499 | 7888500 | Rittal | 600 | 2000 | 600 | 88 | x |  |  | 814.928 | 2021-05-01 | 604 | 1 | piece(s) | 4028177801424 | PCE |  |  |  | 94032080
7888510 | TE | TE 8000 network rack, WHD: 600x2000x800 mm, with glazed door | TE Network enclosure TE 8000, WHD: 600x2000x800 mm, 42 U, With glazed door | EC002499 | 7888510 | Rittal | 600 | 2000 | 800 | 96.5 | x |  |  | 1207.34 | 2021-05-01 | 656 | 1 | piece(s) | 4028177801431 | PCE |  |  |  | 94032080
7888520 | TE | TE 8000 network rack, WHD: 800x2000x600 mm, with glazed door | TE Network enclosure TE 8000, WHD: 800x2000x600 mm, 42 U, With glazed door | EC002499 | 7888520 | Rittal | 800 | 2000 | 600 | 103 | x |  |  | 940.8 | 2021-05-01 | 661 | 1 | piece(s) | 4028177801455 | PCE |  |  |  | 94032080
7888530 | TE | TE 8000 network rack, WHD: 800x2000x800 mm, with glazed door | TE Network enclosure TE 8000, WHD: 800x2000x800 mm, 42 U, With glazed door | EC002499 | 7888530 | Rittal | 800 | 2000 | 800 | 116 | x |  |  | 1531.7 | 2021-05-01 | 713 | 1 | piece(s) | 4028177801462 | PCE |  |  |  | 94032080
7888532 | TE | TE 8000 network rack, with glazed door, w/o side panels, WHD: 800x2000x800 mm | TE Network enclosure TE 8000, WHD: 800x2000x800 mm, 42 U, With glazed door, without side panels | EC002499 | 7888532 | Rittal | 800 | 2000 | 800 | 93 | x |  |  | 1531.7 | 2021-05-01 | 590 | 1 | piece(s) | 4028177801479 | PCE |  |  |  | 94032080
7888610 | DK | Brush kit for TE 8000,for simple top-mounting on the cut-out edge,for width: 600 | DK brush kit for cable entry in the roof plate, for enclosure width 600 mm, for TE 8000 | EC000211 | 7888610 | Rittal | 19 |  |  | 0.21 | x |  |  | 0.85 | 2021-05-01 | 17.3 | 2 | piece(s) | 4028177802148 | PK |  |  |  | 39269097
7888612 | DK | Brush kit for busbar entry (rear section) top-mounting on the cut-out edge,w=800 | DK brush kit for cable entry in the roof plate, for enclosure width 800 mm, for TE 8000 | EC000211 | 7888612 | Rittal | 19 |  |  | 0.318 | x |  |  | 0.59 | 2021-05-01 | 20.1 | 2 | piece(s) | 4028177802155 | PK |  |  |  | 39269097
7888615 | TE | TE 8000 mounting kit, for door-operated switch | TE 8000 mounting kit, for door-operated switch | EC002625 | 7888615 | Rittal | 0 | 0 | 0 | 0.078 | x |  |  | 0.481 | 2021-05-01 | 7.01 | 1 | piece(s) | 4028177805477 | PCE |  |  |  | 94039010
7888640 | TE | Baying kit for TE 8000 Sheet steel RAL 7035 | TE Baying kit, For connecting individual TE network enclosures, into bayed suites at the sides, For TE 8000/TE 8000, For TE 7000/TE 8000 | EC002622 | 7888640 | Rittal | 55 |  |  | 1.336 | x |  |  | 0 | 2021-05-01 | 6.88 | 4 | piece(s) | 4028177810136 | PK |  |  |  | 73269098
7888652 | TE | TE Side panel, HxD: 2000x800 mm,, For TE 8000 | TE Side panel, HxD: 2000x800 mm, For TE 8000 | EC002524 | 7888652 | Rittal |  |  |  | 20 | x |  |  | 136.497 | 2021-05-01 | 115.5 | 2 | piece(s) | 4028177801349 | PK |  |  |  | 94039010
7888653 | TE | TE Side panel, HxD: 2000x1000 mm,, For TE 8000 | TE Side panel, HxD: 2000x1000 mm, For TE 8000 | EC002524 | 7888653 | Rittal |  |  |  | 12 | x |  |  | 165.648 | 2021-05-01 | 145.9 | 2 | piece(s) | 4028177801356 | PK |  |  |  | 94039010
7888840 | TE | TE 8000 network rack, pre-configured, WHD: 800x1200+100x800 mm, with glazed door | TE Network enclosure TE 8000, WHD: 800x1200+100x800 mm, 24 U, With glazed door, Pre-configured | EC002499 | 7888840 | Rittal | 800 | 1200 | 800 | 98 | x |  |  | 1050.232 | 2021-05-01 | 681 | 1 | piece(s) | 4028177801486 | PCE |  |  |  | 94032080
7888850 | TE | TE 8000 network rack, pre-configured, WHD: 800x2000+100x800 mm, with glazed door | TE Network enclosure TE 8000, WHD: 800x2000+100x800 mm, 42 U, With glazed door, Pre-configured | EC002499 | 7888850 | Rittal | 800 | 2000 | 800 | 124 | x |  |  | 1344 | 2021-05-01 | 777 | 1 | piece(s) | 4028177801493 | PCE |  |  |  | 94032080
7888875 | TE | TE 8000 network rack, WHD: 600x1200x1000 mm, vented | TE Network enclosure TE 8000, WHD: 600x1200x1000 mm, 24 U, vented | EC002499 | 7888875 | Rittal | 600 | 1200 | 1000 | 72 | x |  |  | 887.25 | 2021-05-01 | 669 | 1 | piece(s) | 4028177801509 | PCE |  |  |  | 94032080
7888882 | TE | TE 8000 network rack, WHD: 600x2000x1000 mm, vented, without side panels | TE Network enclosure TE 8000, WHD: 600x2000x1000 mm, 42 U, vented, without side panels | EC002499 | 7888882 | Rittal | 600 | 2000 | 1000 | 68 | x |  |  | 1469.16 | 2021-05-01 | 610 | 1 | piece(s) | 4028177801516 | PCE |  |  |  | 94032080
7888892 | TE | TE 8000 network rack, WHD: 800x2000x1000 mm, vented, without side panels | TE Network enclosure TE 8000, WHD: 800x2000x1000 mm, 42 U, vented, without side panels | EC002499 | 7888892 | Rittal | 800 | 2000 | 1000 | 81 | x |  |  | 1660 | 2021-05-01 | 666 | 1 | piece(s) | 4028177801523 | PCE |  |  |  | 94032080
7888940 | TE | TE 8000 distributor rack, WHD: 600x2000x1000 mm, 42 U | TE Network enclosure TE 8000, WHD: 600x2000x1000 mm, 42 U, open | EC002507 | 7888940 | Rittal | 600 | 2000 | 1000 | 35 | x |  |  | 1446.933 | 2021-05-01 | 340 | 1 | piece(s) | 4028177801554 | PCE |  |  |  | 94032080
7888944 | TE | TE 8000 distributor rack, WHD: 800x2000x1000 mm, 42 U | TE Network enclosure TE 8000, WHD: 800x2000x1000 mm, 42 U, open | EC002507 | 7888944 | Rittal | 800 | 2000 | 1000 | 49 | x |  |  | 1892.1 | 2021-05-01 | 416 | 1 | piece(s) | 4028177801332 | PCE |  |  |  | 94032080
7888950 | DK | DK Cable Organizer, for TE open | DK Cable Organizer, for TE open, Cable routing plate, For targeted routing of cables, Optionally on the roof plate of the TE open | EC000012 | 7888950 | Rittal |  |  |  | 2.336 | x |  |  | 1.885 | 2021-05-01 | 29.6 | 4 | piece(s) | 4028177806993 | PK |  |  |  | 73269098
7950100 | DK | DK Adhesive measurement strip, 482.6 mm (19"), Labelling range 1 - 56 U | DK Adhesive measurement strip, 482.6 mm (19"), Labelling range 1-56 U | EC001288 | 7950100 | Rittal | 6 |  |  | 0.042 | x |  |  | 0.1 | 2021-05-01 | 21 | 1 | piece(s) | 4028177492042 | PCE |  |  |  | 76169990
7950150 | DK | DK Alternate frame, magnetic | DK Alternate frame, magnetic | EC002625 | 7950150 | Rittal |  |  |  | 0.42 | x |  |  | 0.172 | 2021-05-01 | 70 | 10 | piece(s) | 4028177551558 | PK |  |  |  | 39269097
7950200 | DK | DK Document clip, magnetic | DK Document clip, magnetic | EC002625 | 7950200 | Rittal |  |  |  | 0.092 | x |  |  | 0.13 | 2021-05-01 | 4.87 | 2 | piece(s) | 4028177553132 | PK |  |  |  | 39269097
7955010 | DK | DK Covers for PDUs, C13, lockable | DK Covers for PDUs, C13, lockable | EC000330 | 7955010 | Rittal | 0 | 0 | 0 | 0.02 | x |  |  | 0.006 | 2021-05-01 | 6.75 | 10 | piece(s) | 4028177684980 | PK |  |  |  | 39269097
7955015 | DK | DK Covers for PDUs, C19, lockable | DK Covers for PDUs, C19, lockable | EC000330 | 7955015 | Rittal | 0 | 0 | 0 | 0.02 | x |  |  | 0.007 | 2021-05-01 | 6.75 | 10 | piece(s) | 4028177684997 | PK |  |  |  | 39269097
7963310 | DK | DK Slide rail, support surface WxD: 85x324 mm, 80 kg, static | DK Slide rail, support surface WxD: 85x324 mm, 80 kg, static, distance between levels:: 395 mm, For TE | EC002620 | 7963310 | Rittal |  |  |  | 1.76 | x |  |  | 2.526 | 2021-05-01 | 9.37 | 2 | piece(s) | 4028177443938 | PK |  |  |  | 73269098
7963410 | DK | DK Slide rail, support surface WxD: 85x424 mm, 80 kg, static | DK Slide rail, support surface WxD: 85x424 mm, 80 kg, static, distance between levels:: 495 mm, For TE | EC002620 | 7963410 | Rittal |  |  |  | 2.28 | x |  |  | 3.085 | 2021-05-01 | 11 | 2 | piece(s) | 4028177443945 | PK |  |  |  | 73269098
7963510 | DK | DK Slide rail, support surface WxD: 85x524 mm, 80 kg, static | DK Slide rail, support surface WxD: 85x524 mm, 80 kg, static, distance between levels:: 595 mm, For TE | EC002620 | 7963510 | Rittal |  |  |  | 2.814 | x |  |  | 101.77 | 2021-05-01 | 13 | 2 | piece(s) | 4028177443952 | PK |  |  |  | 73269098
7963610 | DK | DK Slide rail, support surface WxD: 85x624 mm, 80 kg, static | DK Slide rail, support surface WxD: 85x624 mm, 80 kg, static, distance between levels:: 695 mm, For TE | EC002620 | 7963610 | Rittal |  |  |  | 3.266 | x |  |  | 4.593 | 2021-05-01 | 25.3 | 2 | piece(s) | 4028177443969 | PK |  |  |  | 73269098
7963710 | DK | DK Slide rail, support surface WxD: 85x724 mm, 80 kg, static | DK Slide rail, support surface WxD: 85x724 mm, 80 kg, static, distance between levels:: 795 mm, For TE | EC002620 | 7963710 | Rittal |  |  |  | 3.712 | x |  |  | 5.256 | 2021-05-01 | 28.1 | 2 | piece(s) | 4028177443976 | PK |  |  |  | 73269098
7967000 | DK | DK Spacer, L: 50 mm, For TS roof plate | DK Spacer, L: 50 mm, For TS roof plate | EC002625 | 7967000 | Rittal |  | 50 |  | 0.54 | x |  |  | 0.05 | 2021-05-01 | 22.3 | 4 | piece(s) | 4028177186934 | PK |  |  |  | 73181900
7979001 | DK | Accessory bag for PDU, spare part | Accessory bag for PDU, spare part | EC000330 | 7979001 | Rittal | 0 | 0 | 0 | 0.227 | x |  |  | 1.856 | 2021-05-01 | 14.4 | 1 | piece(s) | 4028177947313 | PCE |  |  |  | 83024900
7979020 | DK | Connector lock for busbar entry (rear section), RAL 9005 | DK connector lock, for locking IEC 60 320 C14/C20 connectors, for PDU/PSM modules with C13/C19 slots, adjustable, RAL 9005 | EC000330 | 7979020 | Rittal | 0 | 0 | 0 | 0.08 | x |  |  | 0.018 | 2021-05-01 | 18.2 | 20 | piece(s) | 4028177947344 | PK |  |  |  | 39269097
7979102 | DK | PDU basic 16A/1P IEC-C20 8xC13 (19"), WHD: 44x450x70, IEC 60320: 8 x C13 | PDU basic 16A/1P IEC-C20 8xC13 (19"), DK PDU basic, Compact basic power distributor, WHD: 44x450x70, IEC 60320: 8 x C13 | EC000330 | 7979102 | Rittal | 0 | 44 | 144 | 2 | x |  |  | 0 | 2021-05-01 | 72.4 | 1 | piece(s) | 4028177947351 | PCE |  |  |  | 85366990
7979103 | DK | PDU basic 16A/1P CEE 8xCEE7/3 earthing-pin, CEE 7/3: 8 x earthing-pin | PDU basic 16A/1P CEE 8xCEE7/3 earthing-pin, DK PDU basic, Compact basic power distributor, WHD: 44x450x70, CEE 7/3: 8 x earthing-pin | EC000330 | 7979103 | Rittal | 0 | 44 | 144 | 0 | x |  |  | 0 | 2021-05-01 | 61.9 | 1 | piece(s) | 4028177947368 | PCE |  |  |  | 85366990
7979104 | DK | PDU basic 32A/1P CEE 4xC13+2xC19, WHD: 44x450x70, IEC 60320: 4 x C13, 2 x C19 | PDU basic 32A/1P CEE 4xC13+2xC19, DK PDU basic, Compact basic power distributor, WHD: 44x450x70, IEC 60320: 4 x C13, 2 x C19 | EC000330 | 7979104 | Rittal | 0 | 44 | 144 | 0 | x |  |  | 0 | 2021-05-01 | 117.5 | 1 | piece(s) | 4028177947375 | PCE |  |  |  | 85366990
7979110 | DK | PDU basic 16A/1P CEE 12xC13+1xC19, WHD: 44x695x70, IEC 60320: 12 x C13, 1 x C19 | PDU basic 16A/1P CEE 12xC13+1xC19, DK PDU basic, Compact basic power distributor, WHD: 44x695x70, IEC 60320: 12 x C13, 1 x C19 | EC000330 | 7979110 | Rittal | 44 | 0 | 70 | 2.2 | x |  |  | 22.255 | 2021-05-01 | 96.6 | 1 | piece(s) | 4028177947382 | PCE |  |  |  | 85366990
7979111 | DK | PDU basic 16A/1P CEE 10xCEE7/3 earthing-pin,CEE 7/3: 10 x earthing-pin | PDU basic 16A/1P CEE 10xCEE7/3 earthing-pin, DK PDU basic, Compact basic power distributor, WHD: 44x695x70, CEE 7/3: 10 x earthing-pin | EC000330 | 7979111 | Rittal | 44 | 0 | 70 | 2.72 | x |  |  | 22.255 | 2021-05-01 | 67.2 | 1 | piece(s) | 4028177947405 | PCE |  |  |  | 85366990
7979112 | DK | PDU basic 32A/1P CEE 16xC13+2xC19, WHD: 44x845x70, IEC 60320: 16 x C13, 2 x C19 | PDU basic 32A/1P CEE 16xC13+2xC19, DK PDU basic, Compact basic power distributor, WHD: 44x845x70, IEC 60320: 16 x C13, 2 x C19 | EC000330 | 7979112 | Rittal | 44 | 0 | 70 | 0 | x |  |  | 26.341 | 2021-05-01 | 152.2 | 1 | piece(s) | 4028177947412 | PCE |  |  |  | 85366990
7979113 | DK | PDU basic 32A/1P CEE 12xC13+4xC19, WHD: 44x845x70, IEC 60320: 12 x C13, 4 x C19 | PDU basic 32A/1P CEE 12xC13+4xC19, DK PDU basic, Compact basic power distributor, WHD: 44x845x70, IEC 60320: 12 x C13, 4 x C19 | EC000330 | 7979113 | Rittal | 44 | 0 | 70 | 0 | x |  |  | 26.341 | 2021-05-01 | 152.2 | 1 | piece(s) | 4028177947429 | PCE |  |  |  | 85366990
7979114 | DK | PDU basic 32A/1P CEE 16xCEE7/3 earthing-pin, CEE 7/3: 16 x earthing-pin | PDU basic 32A/1P CEE 16xCEE7/3 earthing-pin, DK PDU basic, Compact basic power distributor, WHD: 44x1095x70, CEE 7/3: 16 x earthing-pin | EC000330 | 7979114 | Rittal | 44 | 0 | 70 | 4.68 | x |  |  | 33.124 | 2021-05-01 | 120.7 | 1 | piece(s) | 4028177947436 | PCE |  |  |  | 85366990
7979115 | DK | PDU basic 16A/1P CEE 24xC13+4xC19, IEC 60320: 24x C13, 4x C19 | PDU basic 16A/1P CEE 24xC13+4xC19, DK PDU basic, Compact basic power distributor, WHD: 44x1095x70 mm, IEC 60 320: 24x C13, 4x C19 | EC000330 | 7979115 | Rittal | 44 | 0 | 70 | 2.8 | x |  |  | 33.124 | 2021-05-01 | 141.7 | 1 | piece(s) | 4028177947443 | PCE |  |  |  | 85366990
7979116 | DK | PDU basic 32A/1P CEE 24xC13+4xC19, IEC 60320: 24x C13, 4x C19 | PDU basic 32A/1P CEE 24xC13+4xC19, DK PDU basic, Compact basic power distributor, WHD: 44x1295x70 mm, IEC 60 320: 24x C13, 4x C19 | EC000330 | 7979116 | Rittal | 44 | 0 | 70 | 4 | x |  |  | 38.517 | 2021-05-01 | 188.9 | 1 | piece(s) | 4028177947450 | PCE |  |  |  | 85366990
7979130 | DK | PDU basic 16A/3P CEE 9xC19, WHD: 44x695x70 mm, IEC 60320: 9 x C19 | PDU basic 16A/3P CEE 9xC19, DK PDU basic, Compact basic power distributor, WHD: 44x695x70 mm, IEC 60 320: 9 x C19 | EC000330 | 7979130 | Rittal | 44 | 0 | 70 | 0 | x |  |  | 22.255 | 2021-05-01 | 103.9 | 1 | piece(s) | 4028177947467 | PCE |  |  |  | 85366990
7979131 | DK | PDU basic 32A/3P CEE 12xC19, WHD: 44x1095x70 mm, IEC 60320: 12 x C19 | PDU basic 32A/3P CEE 12xC19, DK PDU basic, Compact basic power distributor, WHD: 44x1095x70 mm, IEC 60 320: 12 x C19 | EC000330 | 7979131 | Rittal | 44 | 0 | 70 | 0 | x |  |  | 33.124 | 2021-05-01 | 219.3 | 1 | piece(s) | 4028177947474 | PCE |  |  |  | 85366990
7979132 | DK | PDU basic 16A/3P CEE 6xC13+6xC19, WHD: 44x695x70 mm, IEC 60320: 6 x C13, 6 x C19 | PDU basic 16A/3P CEE 6xC13+6xC19, DK PDU basic, Compact basic power distributor, WHD: 44x695x70 mm, IEC 60 320: 6 x C13, 6 x C19 | EC000330 | 7979132 | Rittal | 44 | 0 | 70 | 0 | x |  |  | 22.255 | 2021-05-01 | 107 | 1 | piece(s) | 4028177947481 | PCE |  |  |  | 85366990
7979133 | DK | PDU basic 16A/3P CEE 18xCEE7/3 earthing-pin, CEE 7/3: 16 x earthing-pin | PDU basic 16A/3P CEE 18xCEE7/3 earthing-pin, DK PDU basic, Compact basic power distributor, WHD: 44x1095x70, CEE 7/3: 16 x earthing-pin | EC000330 | 7979133 | Rittal | 44 | 0 | 70 | 3.8 | x |  |  | 34.776 | 2021-05-01 | 86.1 | 1 | piece(s) | 4028177947498 | PCE |  |  |  | 85366990
7979134 | DK | PDU basic 32A/3P CEE 24xCEE7/3 earthing-pin, CEE 7/3: 24 x earthing-pin | PDU basic 32A/3P CEE 24xCEE7/3 earthing-pin, DK PDU basic, Compact basic power distributor, WHD: 44x1695x70, CEE 7/3: 24 x earthing-pin | EC000330 | 7979134 | Rittal | 44 | 0 | 70 | 0 | x |  |  | 49.522 | 2021-05-01 | 198.3 | 1 | piece(s) | 4028177947504 | PCE |  |  |  | 85366990
7979135 | DK | PDU basic 16A/3P CEE 18xC13+3xC19, 44x845x70 mm, IEC 60320: 18 x C13, 3 x C19 | PDU basic 16A/3P CEE 18xC13+3xC19, PDU basic, Compact basic power distributor, WHD: 44x845x70 mm, IEC 60 320: 18 x C13, 3 x C19 | EC000330 | 7979135 | Rittal | 44 | 0 | 70 | 3.3 | x |  |  | 26.341 | 2021-05-01 | 135.4 | 1 | piece(s) | 4028177947511 | PCE |  |  |  | 85366990
7979136 | DK | PDU basic 16A/3P CEE 24xC13+6xC19, 44x1095x70 mm, IEC 60320: 24 x C13, 6 x C19 | PDU basic 16A/3P CEE 24xC13+6xC19, PDU basic, Compact basic power distributor, WHD: 44x1095x70 mm, IEC 60 320: 24 x C13, 6 x C19 | EC000330 | 7979136 | Rittal | 44 | 0 | 70 | 3.3 | x |  |  | 33.124 | 2021-05-01 | 156.4 | 1 | piece(s) | 4028177947528 | PCE |  |  |  | 85366990
7979137 | DK | PDU basic 32A/3P CEE 24xC13+6xC19, 44x1495x70 mm, IEC 60320: 24x C13, 6x C19 | PDU basic 32A/3P CEE 24xC13+6xC19, DK PDU basic, Compact basic power distributor, WHD: 44x1495x70 mm, IEC 60 320: 24x C13, 6x C19 | EC000330 | 7979137 | Rittal | 44 | 0 | 70 | 5.4 | x |  |  | 44.02 | 2021-05-01 | 272 | 1 | piece(s) | 4028177947535 | PCE |  |  |  | 85366990
7979138 | DK | PDU basic 16A/3P CEE 18xC13+12xC19, 44x1295x70 mm, IEC 60320: 18 x C13, 12 x C19 | PDU basic 16A/3P CEE 18xC13+12xC19, DK PDU basic, Compact basic power distributor, WHD: 44x1295x70 mm, IEC 60 320: 18 x C13, 12 x C19 | EC000330 | 7979138 | Rittal | 44 | 0 | 70 | 4 | x |  |  | 38.517 | 2021-05-01 | 177.3 | 1 | piece(s) | 4028177947542 | PCE |  |  |  | 85366990
7979139 | DK | PDU basic 32A/3P CEE 12xC13+12xC19, 44x1495x70 mm, IEC 60320: 12 x C13, 12 x C19 | PDU basic 32A/3P CEE 12xC13+12xC19, DK PDU basic, Compact basic power distributor, WHD: 44x1495x70 mm, IEC 60 320: 12 x C13, 12 x C19 | EC000330 | 7979139 | Rittal | 44 | 0 | 70 | 5.4 | x |  |  | 44.02 | 2021-05-01 | 272 | 1 | piece(s) | 4028177947559 | PCE |  |  |  | 85366990
7979140 | DK | PDU basic 16A/3P CEE 36xC13+6xC19, 44x1495x70 mm, IEC 60320: 36 x C13, 6 x C19 | PDU basic 16A/3P CEE 36xC13+6xC19, DK PDU basic, Compact basic power distributor, WHD: 44x1495x70 mm, IEC 60 320: 36 x C13, 6 x C19 | EC000330 | 7979140 | Rittal | 44 | 0 | 70 | 5 | x |  |  | 44.02 | 2021-05-01 | 198.3 | 1 | piece(s) | 4028177947566 | PCE |  |  |  | 85366990
7979141 | DK | PDU basic 32A/3P CEE 36xC13+6xC19, 44x1895x70 mm, IEC 60320: 36 x C13, 6 x C19 | PDU basic 32A/3P CEE 36xC13+6xC19, DK PDU basic, Compact basic power distributor, WHD: 44x1895x70 mm, IEC 60 320: 36 x C13, 6 x C19 | EC000330 | 7979141 | Rittal | 44 | 0 | 70 | 6.5 | x |  |  | 54.943 | 2021-05-01 | 310 | 1 | piece(s) | 4028177947573 | PCE |  |  |  | 85366990
7979142 | DK | PDU basic 16A/3P CEE 42xC13, 44x1495x70 mm, IEC 60320: 42x C13 | PDU basic 16A/3P CEE 42xC13, DK PDU basic, Compact basic power distributor, WHD: 44x1495x70 mm, IEC 60 320: 42x C13 | EC000330 | 7979142 | Rittal | 44 | 0 | 70 | 4.6 | x |  |  | 44.02 | 2021-05-01 | 191 | 1 | piece(s) | 4028177947580 | PCE |  |  |  | 85366990
7979143 | DK | PDU basic 32A/3P CEE 48xC13, 44x1895x70 mm, IEC 60320: 48 x C13 | PDU basic 32A/3P CEE 48xC13, DK PDU basic, Compact basic power distributor, WHD: 44x1895x70 mm, IEC 60 320: 48 x C13 | EC000330 | 7979143 | Rittal | 44 | 0 | 70 | 0 | x |  |  | 54.943 | 2021-05-01 | 310 | 1 | piece(s) | 4028177947597 | PCE |  |  |  | 85366990
7979202 | DK | PDU metered 16A/1P IEC-C20 6xC13 (19"), 44x450x70 mm | PDU metered 16A/1P IEC-C20 6xC13 (19"), DK PDU metered, Compact basic power distributor incl. energy mearsuremnt per phase, with network interface and display, WHD: 44x450x70 mm | EC000330 | 7979202 | Rittal | 0 | 44 | 144 | 2.32 | x |  |  | 20.88 | 2021-05-01 | 504 | 1 | piece(s) | 4028177947603 | PCE |  |  |  | 85366990
7979203 | DK | PDU metered 16A/1P CEE 4xCEE7/3 earthing-pin, 44x450x70 mm | PDU metered 16A/1P CEE 4xCEE7/3 earthing-pin, DK PDU metered, Compact basic power distributor incl. energy mearsuremnt per phase, with network interface and display, WHD: 44x450x70 mm | EC000330 | 7979203 | Rittal | 0 | 44 | 144 | 0 | x |  |  | 0 | 2021-05-01 | 488 | 1 | piece(s) | 4028177947610 | PCE |  |  |  | 85369095
7979204 | DK | PDU metered 32A/1P CEE 4xC13+2xC19, 44x450x70 mm | PDU metered 32A/1P CEE 4xC13+2xC19, DK PDU metered, Compact basic power distributor incl. energy mearsuremnt per phase, with network interface and display, WHD: 44x450x70 mm | EC000330 | 7979204 | Rittal | 0 | 44 | 144 | 0 | x |  |  | 0 | 2021-05-01 | 514 | 1 | piece(s) | 4028177947627 | PCE |  |  |  | 85369095
7979210 | DK | PDU metered 16A/1P CEE 12xC13+1xC19, 44x845x70 mm | PDU metered 16A/1P CEE 12xC13+1xC19, DK PDU metered, Compact basic power distributor incl. energy mearsuremnt per phase, with network interface and display, WHD: 44x845x70 mm | EC000330 | 7979210 | Rittal | 44 | 0 | 70 | 3.5 | x |  |  | 31.884 | 2021-05-01 | 473 | 1 | piece(s) | 4028177947634 | PCE |  |  |  | 85366990
7979211 | DK | PDU metered 16A/1P CEE 10xCEE7/3 earthing-pin, 44x1095x70 mm | PDU metered 16A/1P CEE 10xCEE7/3 earthing-pin, DK PDU metered, Compact basic power distributor incl. energy mearsuremnt per phase, with network interface and display, WHD: 44x1095x70 mm | EC000330 | 7979211 | Rittal | 44 | 0 | 70 | 0 | x |  |  | 39.815 | 2021-05-01 | 478 | 1 | piece(s) | 4028177947641 | PCE |  |  |  | 85366990
7979212 | DK | PDU metered 32A/1P CEE 16xC13+2xC19, 44x1095x70 mm | PDU metered 32A/1P CEE 16xC13+2xC19, DK PDU metered, Compact basic power distributor incl. energy mearsuremnt per phase, with network interface and display, WHD: 44x1095x70 mm | EC000330 | 7979212 | Rittal | 44 | 0 | 70 | 0 | x |  |  | 39.815 | 2021-05-01 | 566 | 1 | piece(s) | 4028177947658 | PCE |  |  |  | 85366990
7979213 | DK | PDU metered 32A/1P CEE 12xC13+4xC19, 44x1095x70 mm | PDU metered 32A/1P CEE 12xC13+4xC19, DK PDU metered, Compact basic power distributor incl. energy mearsuremnt per phase, with network interface and display, WHD: 44x1095x70 mm | EC000330 | 7979213 | Rittal | 44 | 0 | 70 | 0 | x |  |  | 46.16 | 2021-05-01 | 566 | 1 | piece(s) | 4028177947665 | PCE |  |  |  | 85369095
7979214 | DK | PDU metered 32A/1P CEE 12xC13+4xC19, 44x1295x70 mm | PDU metered 32A/1P CEE 12xC13+4xC19, DK PDU metered, Compact basic power distributor incl. energy mearsuremnt per phase, with network interface and display, WHD: 44x1295x70 mm | EC000330 | 7979214 | Rittal | 44 | 0 | 70 | 0 | x |  |  | 46.16 | 2021-05-01 | 545 | 1 | piece(s) | 4028177947672 | PCE |  |  |  | 85366990
7979215 | DK | PDU metered 16A/1P CEE 24xC13+4xC19 | DK PDU metered, compact basic power distributor incl. energy mearsuremnt per phase, with network interface and display, WHD: 44x1295x70 mm, IEC 60 320: 24x C13, 4x C19 | EC000330 | 7979215 | Rittal | 44 | 0 | 70 | 5.46 | x |  |  | 46.16 | 2021-05-01 | 504 | 1 | piece(s) | 4028177947689 | PCE |  |  |  | 85366990
7979216 | DK | PDU metered 32A/1P CEE 24xC13+4xC19, 44x1495x70 mm | PDU metered 32A/1P CEE 24xC13+4xC19, DK PDU metered, Compact basic power distributor incl. energy mearsuremnt per phase, with network interface and display, WHD: 44x1495x70 mm | EC000330 | 7979216 | Rittal | 44 | 0 | 70 | 5.22 | x |  |  | 52.505 | 2021-05-01 | 514 | 1 | piece(s) | 4028177947696 | PCE |  |  |  | 85366990
7979230 | DK | PDU metered 16A/3P CEE 9xC19, 44x845x70 mm | PDU metered 16A/3P CEE 9xC19, DK PDU metered, Compact basic power distributor incl. energy mearsuremnt per phase, with network interface and display, WHD: 44x845x70 mm | EC000330 | 7979230 | Rittal | 44 | 0 | 70 | 0 | x |  |  | 31.884 | 2021-05-01 | 603 | 1 | piece(s) | 4028177947702 | PCE |  |  |  | 85366990
7979231 | DK | PDU metered 32A/3P CEE 12xC19, 44x1495x70 mm | PDU metered 32A/3P CEE 12xC19, DK PDU metered, Compact basic power distributor incl. energy mearsuremnt per phase, with network interface and display, WHD: 44x1495x70 mm | EC000330 | 7979231 | Rittal | 44 | 0 | 70 | 0 | x |  |  | 46.16 | 2021-05-01 | 701 | 1 | piece(s) | 4028177947719 | PCE |  |  |  | 85369095
7979232 | DK | PDU metered 16A/3P CEE 6xC13+6xC19, 44x1095x70 mm | PDU metered 16A/3P CEE 6xC13+6xC19, DK PDU metered, Compact basic power distributor incl. energy mearsuremnt per phase, with network interface and display, WHD: 44x1095x70 mm | EC000330 | 7979232 | Rittal | 44 | 0 | 70 | 0 | x |  |  | 31.884 | 2021-05-01 | 561 | 1 | piece(s) | 4028177947726 | PCE |  |  |  | 85369095
7979233 | DK | PDU metered 16A/3P CEE 18xCEE7/3 earthing-pin, 44x1495x70 mm | PDU metered 16A/3P CEE 18xCEE7/3 earthing-pin, DK PDU metered, Compact basic power distributor incl. energy mearsuremnt per phase, with network interface and display, WHD: 44x1495x70 mm | EC000330 | 7979233 | Rittal | 44 | 0 | 70 | 0 | x |  |  | 46.16 | 2021-05-01 | 561 | 1 | piece(s) | 4028177947733 | PCE |  |  |  | 85366990
7979234 | DK | PDU metered 32A/3P CEE 24xCEE7/3 earthing-pin, 44x1895x70 mm | PDU metered 32A/3P CEE 24xCEE7/3 earthing-pin, DK PDU metered, Compact basic power distributor incl. energy mearsuremnt per phase, with network interface and display, WHD: 44x1895x70 mm | EC000330 | 7979234 | Rittal | 44 | 0 | 70 | 0 | x |  |  | 71.54 | 2021-05-01 | 665 | 1 | piece(s) | 4028177947740 | PCE |  |  |  | 85366990
7979235 | DK | PDU metered 16A/3P CEE 18xC13+3xC19, 44x1095x70 mm | PDU metered 16A/3P CEE 18xC13+3xC19, DK PDU metered, Compact basic power distributor incl. energy mearsuremnt per phase, with network interface and display, WHD: 44x1095x70 mm | EC000330 | 7979235 | Rittal | 44 | 0 | 70 | 4.22 | x |  |  | 39.815 | 2021-05-01 | 571 | 1 | piece(s) | 4028177947757 | PCE |  |  |  | 85366990
7979236 | DK | PDU metered 16A/3P CEE 24xC13+6xC19, 44x1495x70 mm | PDU metered 16A/3P CEE 24xC13+6xC19, DK PDU metered, Compact basic power distributor incl. energy mearsuremnt per phase, with network interface and display, WHD: 44x1495x70 mm | EC000330 | 7979236 | Rittal | 44 | 0 | 70 | 5.2 | x |  |  | 52.505 | 2021-05-01 | 571 | 1 | piece(s) | 4028177947764 | PCE |  |  |  | 85366990
7979237 | DK | PDU metered 32A/3P CEE 24xC13+6xC19, 44x1740x70 mm | PDU metered 32A/3P CEE 24xC13+6xC19, DK PDU metered, Compact basic power distributor incl. energy mearsuremnt per phase, with network interface and display, WHD: 44x1740x70 mm | EC000330 | 7979237 | Rittal | 44 | 0 | 70 | 6.3 | x |  |  | 60.278 | 2021-05-01 | 680 | 1 | piece(s) | 4028177947771 | PCE |  |  |  | 85366990
7979238 | DK | PDU metered 16A/3P CEE 18xC13+12xC19, 44x1695x70 mm | PDU metered 16A/3P CEE 18xC13+12xC19, DK PDU metered, Compact basic power distributor incl. energy mearsuremnt per phase, with network interface and display, WHD: 44x1695x70 mm | EC000330 | 7979238 | Rittal | 44 | 0 | 70 | 0 | x |  |  | 58.85 | 2021-05-01 | 618 | 1 | piece(s) | 4028177947788 | PCE |  |  |  | 85369095
7979239 | DK | PDU metered 32A/3P CEE 12xC13+12xC19, 44x1695x70 mm | PDU metered 32A/3P CEE 12xC13+12xC19, DK PDU metered, Compact basic power distributor incl. energy mearsuremnt per phase, with network interface and display, WHD: 44x1695x70 mm | EC000330 | 7979239 | Rittal | 44 | 0 | 70 | 6.7 | x |  |  | 58.85 | 2021-05-01 | 701 | 1 | piece(s) | 4028177947795 | PCE |  |  |  | 85366990
7979240 | DK | PDU metered 16A/3P CEE 36xC13+6xC19, 44x1895x70 mm | PDU metered 16A/3P CEE 36xC13+6xC19, DK PDU metered, Compact basic power distributor incl. energy mearsuremnt per phase, with network interface and display, WHD: 44x1895x70 mm | EC000330 | 7979240 | Rittal | 44 | 0 | 70 | 6.1 | x |  |  | 65.195 | 2021-05-01 | 649 | 1 | piece(s) | 4028177947801 | PCE |  |  |  | 85366990
7979242 | DK | PDU metered 16A/3P CEE 42xC13, 44x1695x70 mm | PDU metered 16A/3P CEE 42xC13, DK PDU metered, Compact basic power distributor incl. energy mearsuremnt per phase, with network interface and display, WHD: 44x1695x70 mm | EC000330 | 7979242 | Rittal | 44 | 0 | 70 | 0 | x |  |  | 58.85 | 2021-05-01 | 634 | 1 | piece(s) | 4028177947818 | PCE |  |  |  | 85366990
7979302 | DK | PDU switched 16A/1P IEC-C20 6xC13 (19") | PDU switched 16A/1P IEC-C20 6xC13 (19"), DK PDU switched, Compact basic power distributor incl. energy mearsuremnt per phase, switching function for each output slot, with network interface and display | EC000330 | 7979302 | Rittal | 0 | 44 | 144 | 2.5 | x |  |  | 21.24 | 2021-05-01 | 670 | 1 | piece(s) | 4028177947825 | PCE |  |  |  | 85369095
7979303 | DK | PDU switched 16A/1P CEE 4xCEE7/3 earthing-pin | PDU switched 16A/1P CEE 4xCEE7/3 earthing-pin, DK PDU switched, Compact basic power distributor incl. energy mearsuremnt per phase, switching function for each output slot, with network interface and display | EC000330 | 7979303 | Rittal | 0 | 44 | 144 | 0 | x |  |  | 0 | 2021-05-01 | 654 | 1 | piece(s) | 4028177947832 | PCE |  |  |  | 85369095
7979304 | DK | PDU switched 32A/1P CEE 4xC13+2xC19 | PDU switched 32A/1P CEE 4xC13+2xC19, DK PDU switched, Compact basic power distributor incl. energy mearsuremnt per phase, switching function for each output slot, with network interface and display | EC000330 | 7979304 | Rittal | 0 | 44 | 144 | 0 | x |  |  | 0 | 2021-05-01 | 748 | 1 | piece(s) | 4028177947849 | PCE |  |  |  | 85369095
7979310 | DK | PDU switched 16A/1P CEE 12xC13+1xC19 | PDU switched 16A/1P CEE 12xC13+1xC19, DK PDU switched, Compact basic power distributor incl. energy mearsuremnt per phase, switching function for each output slot, with network interface and display | EC000330 | 7979310 | Rittal | 44 | 0 | 70 | 3.56 | x |  |  | 31.884 | 2021-05-01 | 758 | 1 | piece(s) | 4028177947856 | PCE |  |  |  | 85366990
7979311 | DK | PDU switched 16A/1P CEE 10xCEE7/3 earthing-pin | PDU switched 16A/1P CEE 10xCEE7/3 earthing-pin, DK PDU switched, Compact basic power distributor incl. energy mearsuremnt per phase, switching function for each output slot, with network interface and display | EC000330 | 7979311 | Rittal | 44 | 0 | 70 | 0 | x |  |  | 39.815 | 2021-05-01 | 763 | 1 | piece(s) | 4028177947863 | PCE |  |  |  | 85369095
7979312 | DK | PDU switched 32A/1P CEE 16xC13+2xC19 | PDU switched 32A/1P CEE 16xC13+2xC19, DK PDU switched, Compact basic power distributor incl. energy mearsuremnt per phase, switching function for each output slot, with network interface and display | EC000330 | 7979312 | Rittal | 44 | 0 | 70 | 0 | x |  |  | 39.815 | 2021-05-01 | 852 | 1 | piece(s) | 4028177947870 | PCE |  |  |  | 85369095
7979313 | DK | PDU switched 32A/1P CEE 12xC13+4xC19 | PDU switched 32A/1P CEE 12xC13+4xC19, DK PDU switched, Compact basic power distributor incl. energy mearsuremnt per phase, switching function for each output slot, with network interface and display | EC000330 | 7979313 | Rittal | 44 | 0 | 70 | 0 | x |  |  | 39.815 | 2021-05-01 | 841 | 1 | piece(s) | 4028177947887 | PCE |  |  |  | 85369095
7979314 | DK | PDU switched 32A/1P CEE 16xCEE7/3 earthing-pin | PDU switched 32A/1P CEE 16xCEE7/3 earthing-pin, DK PDU switched, Compact basic power distributor incl. energy mearsuremnt per phase, switching function for each output slot, with network interface and display | EC000330 | 7979314 | Rittal | 44 | 0 | 70 | 0 | x |  |  | 52.505 | 2021-05-01 | 872 | 1 | piece(s) | 4028177947894 | PCE |  |  |  | 85369095
7979315 | DK | PDU switched 16A/1P CEE 24xC13+4xC19 | PDU switched 16A/1P CEE 24xC13+4xC19, DK PDU switched, Compact basic power distributor incl. energy mearsuremnt per phase, switching function for each output slot, with network interface and display | EC000330 | 7979315 | Rittal | 44 | 0 | 70 | 4.98 | x |  |  | 46.16 | 2021-05-01 | 830 | 1 | piece(s) | 4028177947900 | PCE |  |  |  | 85366990
7979316 | DK | PDU switched 32A/1P CEE 24xC13+4xC19 | PDU switched 32A/1P CEE 24xC13+4xC19, DK PDU switched, Compact basic power distributor incl. energy mearsuremnt per phase, switching function for each output slot, with network interface and display | EC000330 | 7979316 | Rittal | 44 | 0 | 70 | 5.7 | x |  |  | 52.505 | 2021-05-01 | 867 | 1 | piece(s) | 4028177947917 | PCE |  |  |  | 85366990
7979330 | DK | PDU switched 16A/3P CEE 9xC19 | PDU switched 16A/3P CEE 9xC19, DK PDU switched, Compact basic power distributor incl. energy mearsuremnt per phase, switching function for each output slot, with network interface and display | EC000330 | 7979330 | Rittal | 44 | 0 | 70 | 0 | x |  |  | 31.884 | 2021-05-01 | 795 | 1 | piece(s) | 4028177947924 | PCE |  |  |  | 85369095
7979331 | DK | PDU switched 32A/3P CEE 12xC19 | PDU switched 32A/3P CEE 12xC19, DK PDU switched, Compact basic power distributor incl. energy mearsuremnt per phase, switching function for each output slot, with network interface and display | EC000330 | 7979331 | Rittal | 44 | 0 | 70 | 0 | x |  |  | 46.16 | 2021-05-01 | 934 | 1 | piece(s) | 4028177947931 | PCE |  |  |  | 85369095
7979332 | DK | PDU switched 16A/3P CEE 6xC13+6xC19 | PDU switched 16A/3P CEE 6xC13+6xC19, DK PDU switched, Compact basic power distributor incl. energy mearsuremnt per phase, switching function for each output slot, with network interface and display | EC000330 | 7979332 | Rittal | 44 | 0 | 70 | 0 | x |  |  | 39.815 | 2021-05-01 | 830 | 1 | piece(s) | 4028177947948 | PCE |  |  |  | 85366990
7979333 | DK | PDU switched 16A/3P CEE 18xCEE7/3 earthing-pin | PDU switched 16A/3P CEE 18xCEE7/3 earthing-pin, DK PDU switched, Compact basic power distributor incl. energy mearsuremnt per phase, switching function for each output slot, with network interface and display | EC000330 | 7979333 | Rittal | 44 | 0 | 70 | 0 | x |  |  | 46.16 | 2021-05-01 | 883 | 1 | piece(s) | 4028177947955 | PCE |  |  |  | 85369095
7979334 | DK | PDU switched 32A/3P CEE 24xCEE7/3 earthing-pin | PDU switched 32A/3P CEE 24xCEE7/3 earthing-pin, DK PDU switched, Compact basic power distributor incl. energy mearsuremnt per phase, switching function for each output slot, with network interface and display | EC000330 | 7979334 | Rittal | 44 | 0 | 70 | 0 | x |  |  | 71.54 | 2021-05-01 | 1037 | 1 | piece(s) | 4028177947962 | PCE |  |  |  | 85369095
7979335 | DK | PDU switched 16A/3P CEE 18xC13+3xC19 | PDU switched 16A/3P CEE 18xC13+3xC19, DK PDU switched, Compact basic power distributor incl. energy mearsuremnt per phase, switching function for each output slot, with network interface and display | EC000330 | 7979335 | Rittal | 44 | 0 | 70 | 4.5 | x |  |  | 39.815 | 2021-05-01 | 909 | 1 | piece(s) | 4028177947979 | PCE |  |  |  | 85366990
7979336 | DK | PDU switched 16A/3P CEE 24xC13+6xC19 | PDU switched 16A/3P CEE 24xC13+6xC19, DK PDU switched, Compact basic power distributor incl. energy mearsuremnt per phase, switching function for each output slot, with network interface and display | EC000330 | 7979336 | Rittal | 44 | 0 | 70 | 4.2 | x |  |  | 6.075 | 2021-05-01 | 930 | 1 | piece(s) | 4028177947986 | PCE |  |  |  | 85366990
7979337 | DK | PDU switched 32A/3P CEE 24xC13+6xC19 | PDU switched 32A/3P CEE 24xC13+6xC19, DK PDU switched, Compact basic power distributor incl. energy mearsuremnt per phase, switching function for each output slot, with network interface and display | EC000330 | 7979337 | Rittal | 44 | 0 | 70 | 7.18 | x |  |  | 60.278 | 2021-05-01 | 1033 | 1 | piece(s) | 4028177947993 | PCE |  |  |  | 85366990
7979338 | DK | PDU switched 16A/3P CEE 18xC13+12xC19 | PDU switched 16A/3P CEE 18xC13+12xC19, DK PDU switched, Compact basic power distributor incl. energy mearsuremnt per phase, switching function for each output slot, with network interface and display | EC000330 | 7979338 | Rittal | 44 | 0 | 70 | 0 | x |  |  | 58.85 | 2021-05-01 | 1033 | 1 | piece(s) | 4028177948006 | PCE |  |  |  | 85369095
7979339 | DK | PDU switched 32A/3P CEE 12xC13+12xC19 | PDU switched 32A/3P CEE 12xC13+12xC19, DK PDU switched, Compact basic power distributor incl. energy mearsuremnt per phase, switching function for each output slot, with network interface and display | EC000330 | 7979339 | Rittal | 44 | 0 | 70 | 0 | x |  |  | 58.85 | 2021-05-01 | 1137 | 1 | piece(s) | 4028177948013 | PCE |  |  |  | 85369095
7979340 | DK | PDU switched 16A/3P CEE 36xC13+6xC19 | PDU switched 16A/3P CEE 36xC13+6xC19, DK PDU switched, Compact basic power distributor incl. energy mearsuremnt per phase, switching function for each output slot, with network interface and display | EC000330 | 7979340 | Rittal | 44 | 0 | 70 | 0 | x |  |  | 65.195 | 2021-05-01 | 1137 | 1 | piece(s) | 4028177948020 | PCE |  |  |  | 85369095
7979342 | DK | PDU switched 16A/3P CEE 42xC13 | PDU switched 16A/3P CEE 42xC13, DK PDU switched, Compact basic power distributor incl. energy mearsuremnt per phase, switching function for each output slot, with network interface and display | EC000330 | 7979342 | Rittal | 44 | 0 | 70 | 0 | x |  |  | 58.85 | 2021-05-01 | 1085 | 1 | piece(s) | 4028177948037 | PCE |  |  |  | 85366990
7979402 | DK | PDU managed 16A/1P IEC-C20 6xC13 (19") | PDU managed 16A/1P IEC-C20 6xC13 (19"), DK PDU managed, High-end power distributor incl. extensive measurement,, switching and monitoring functions of each output slot, with network interface and display | EC000330 | 7979402 | Rittal | 0 | 44 | 144 | 3 | x |  |  | 0 | 2021-05-01 | 800 | 1 | piece(s) | 4028177948044 | PCE |  |  |  | 85366990
7979403 | DK | PDU managed 16A/1P CEE 4xCEE7/3 earthing-pin | PDU managed 16A/1P CEE 4xCEE7/3 earthing-pin, DK PDU managed, High-end power distributor incl. extensive measurement,, switching and monitoring functions of each output slot, with network interface and display | EC000330 | 7979403 | Rittal | 0 | 44 | 144 | 0 | x |  |  | 0 | 2021-05-01 | 748 | 1 | piece(s) | 4028177948051 | PCE |  |  |  | 85369095
7979404 | DK | PDU managed 32A/1P CEE 4xC13+2xC19 | PDU managed 32A/1P CEE 4xC13+2xC19, DK PDU managed, High-end power distributor incl. extensive measurement,, switching and monitoring functions of each output slot, with network interface and display | EC000330 | 7979404 | Rittal | 0 | 44 | 144 | 0 | x |  |  | 0 | 2021-05-01 | 878 | 1 | piece(s) | 4028177948068 | PCE |  |  |  | 85369095
7979410 | DK | PDU managed 16A/1P CEE 12xC13+1xC19 | PDU managed 16A/1P CEE 12xC13+1xC19, DK PDU managed, High-end power distributor incl. extensive measurement,, switching and monitoring functions of each output slot, with network interface and display | EC000330 | 7979410 | Rittal | 44 | 0 | 70 | 0 | x |  |  | 31.884 | 2021-05-01 | 893 | 1 | piece(s) | 4028177948075 | PCE |  |  |  | 85366990
7979411 | DK | PDU managed 16A/1P CEE 10xCEE7/3 earthing-pin | PDU managed 16A/1P CEE 10xCEE7/3 earthing-pin, DK PDU managed, High-end power distributor incl. extensive measurement,, switching and monitoring functions of each output slot, with network interface and display | EC000330 | 7979411 | Rittal | 44 | 0 | 70 | 0 | x |  |  | 39.815 | 2021-05-01 | 893 | 1 | piece(s) | 4028177948082 | PCE |  |  |  | 85366990
7979412 | DK | PDU managed 32A/1P CEE 16xC13+2xC19 | PDU managed 32A/1P CEE 16xC13+2xC19, DK PDU managed, High-end power distributor incl. extensive measurement,, switching and monitoring functions of each output slot, with network interface and display | EC000330 | 7979412 | Rittal | 44 | 0 | 70 | 0 | x |  |  | 39.815 | 2021-05-01 | 1033 | 1 | piece(s) | 4028177948099 | PCE |  |  |  | 85369095
7979413 | DK | PDU managed 32A/1P CEE 12xC13+4xC19 | PDU managed 32A/1P CEE 12xC13+4xC19, DK PDU managed, High-end power distributor incl. extensive measurement,, switching and monitoring functions of each output slot, with network interface and display | EC000330 | 7979413 | Rittal | 44 | 0 | 70 | 0 | x |  |  | 39.815 | 2021-05-01 | 1013 | 1 | piece(s) | 4028177948105 | PCE |  |  |  | 85369095
7979414 | DK | PDU managed 32A/1P CEE 16xCEE7/3 earthing-pin | PDU managed 32A/1P CEE 16xCEE7/3 earthing-pin, DK PDU managed, High-end power distributor incl. extensive measurement,, switching and monitoring functions of each output slot, with network interface and display | EC000330 | 7979414 | Rittal | 44 | 0 | 70 | 0 | x |  |  | 52.505 | 2021-05-01 | 1059 | 1 | piece(s) | 4028177948112 | PCE |  |  |  | 85369095
7979415 | DK | PDU managed 16A/1P CEE 24xC13+4xC19 | PDU managed 16A/1P CEE 24xC13+4xC19, DK PDU managed, High-end power distributor incl. extensive measurement,, switching and monitoring functions of each output slot, with network interface and display | EC000330 | 7979415 | Rittal | 44 | 0 | 70 | 5.04 | x |  |  | 46.16 | 2021-05-01 | 1194 | 1 | piece(s) | 4028177948129 | PCE |  |  |  | 85366990
7979416 | DK | PDU managed 32A/1P CEE 24xC13+4xC19 | PDU managed 32A/1P CEE 24xC13+4xC19, DK PDU managed, High-end power distributor incl. extensive measurement,, switching and monitoring functions of each output slot, with network interface and display | EC000330 | 7979416 | Rittal | 44 | 0 | 70 | 5.74 | x |  |  | 52.505 | 2021-05-01 | 1288 | 1 | piece(s) | 4028177948136 | PCE |  |  |  | 85366990
7979430 | DK | PDU managed 16A/3P CEE 9xC19 | PDU managed 16A/3P CEE 9xC19, DK PDU managed, High-end power distributor incl. extensive measurement,, switching and monitoring functions of each output slot, with network interface and display | EC000330 | 7979430 | Rittal | 44 | 0 | 70 | 0 | x |  |  | 31.884 | 2021-05-01 | 961 | 1 | piece(s) | 4028177948143 | PCE |  |  |  | 85369095
7979431 | DK | PDU managed 32A/3P CEE 12xC19 | PDU managed 32A/3P CEE 12xC19, DK PDU managed, High-end power distributor incl. extensive measurement,, switching and monitoring functions of each output slot, with network interface and display | EC000330 | 7979431 | Rittal | 44 | 0 | 70 | 0 | x |  |  | 46.16 | 2021-05-01 | 1132 | 1 | piece(s) | 4028177948150 | PCE |  |  |  | 85369095
7979432 | DK | PDU managed 16A/3P CEE 6xC13+6xC19 | PDU managed 16A/3P CEE 6xC13+6xC19, DK PDU managed, High-end power distributor incl. extensive measurement,, switching and monitoring functions of each output slot, with network interface and display | EC000330 | 7979432 | Rittal | 44 | 0 | 70 | 0 | x |  |  | 39.815 | 2021-05-01 | 997 | 1 | piece(s) | 4028177948167 | PCE |  |  |  | 85369095
7979433 | DK | PDU managed 16A/3P CEE 18xCEE7/3 earthing-pin | PDU managed 16A/3P CEE 18xCEE7/3 earthing-pin, DK PDU managed, High-end power distributor incl. extensive measurement,, switching and monitoring functions of each output slot, with network interface and display | EC000330 | 7979433 | Rittal | 44 | 0 | 70 | 0 | x |  |  | 46.16 | 2021-05-01 | 1080 | 1 | piece(s) | 4028177948174 | PCE |  |  |  | 85366990
7979434 | DK | PDU managed 32A/3P CEE 24xCEE7/3 earthing-pin | PDU managed 32A/3P CEE 24xCEE7/3 earthing-pin, DK PDU managed, High-end power distributor incl. extensive measurement,, switching and monitoring functions of each output slot, with network interface and display | EC000330 | 7979434 | Rittal | 44 | 0 | 70 | 0 | x |  |  | 71.54 | 2021-05-01 | 1324 | 1 | piece(s) | 4028177948181 | PCE |  |  |  | 85369095
7979435 | DK | PDU managed 16A/3P CEE 18xC13+3xC19 | PDU managed 16A/3P CEE 18xC13+3xC19, DK PDU managed, High-end power distributor incl. extensive measurement,, switching and monitoring functions of each output slot, with network interface and display | EC000330 | 7979435 | Rittal | 44 | 0 | 70 | 0 | x |  |  | 39.815 | 2021-05-01 | 1127 | 1 | piece(s) | 4028177948198 | PCE |  |  |  | 85369095
7979436 | DK | PDU managed 16A/3P CEE 24xC13+6xC19 | PDU managed 16A/3P CEE 24xC13+6xC19, DK PDU managed, High-end power distributor incl. extensive measurement,, switching and monitoring functions of each output slot, with network interface and display | EC000330 | 7979436 | Rittal | 44 | 0 | 70 | 5.74 | x |  |  | 52.505 | 2021-05-01 | 1324 | 1 | piece(s) | 4028177948204 | PCE |  |  |  | 85366990
7979437 | DK | PDU managed 32A/3P CEE 24xC13+6xC19 | PDU managed 32A/3P CEE 24xC13+6xC19, DK PDU managed, High-end power distributor incl. extensive measurement,, switching and monitoring functions of each output slot, with network interface and display | EC000330 | 7979437 | Rittal | 44 | 0 | 70 | 7.18 | x |  |  | 60.278 | 2021-05-01 | 1453 | 1 | piece(s) | 4028177948211 | PCE |  |  |  | 85366990
7979438 | DK | PDU managed 16A/3P CEE 18xC13+12xC19 | PDU managed 16A/3P CEE 18xC13+12xC19, DK PDU managed, High-end power distributor incl. extensive measurement,, switching and monitoring functions of each output slot, with network interface and display | EC000330 | 7979438 | Rittal | 44 | 0 | 70 | 0 | x |  |  | 58.85 | 2021-05-01 | 1293 | 1 | piece(s) | 4028177948228 | PCE |  |  |  | 85369095
7979439 | DK | PDU managed 32A/3P CEE 12xC13+12xC19 | PDU managed 32A/3P CEE 12xC13+12xC19, DK PDU managed, High-end power distributor incl. extensive measurement,, switching and monitoring functions of each output slot, with network interface and display | EC000330 | 7979439 | Rittal | 44 | 0 | 70 | 0 | x |  |  | 58.85 | 2021-05-01 | 1417 | 1 | piece(s) | 4028177948235 | PCE |  |  |  | 85366990
7979440 | DK | PDU managed 16A/3P CEE 36xC13+6xC19 | PDU managed 16A/3P CEE 36xC13+6xC19, DK PDU managed, High-end power distributor incl. extensive measurement,, switching and monitoring functions of each output slot, with network interface and display | EC000330 | 7979440 | Rittal | 44 | 0 | 70 | 0 | x |  |  | 65.195 | 2021-05-01 | 1449 | 1 | piece(s) | 4028177948242 | PCE |  |  |  | 85369095
7979442 | DK | PDU managed 16A/3P CEE 42xC13 | PDU managed 16A/3P CEE 42xC13, DK PDU managed, High-end power distributor incl. extensive measurement,, switching and monitoring functions of each output slot, with network interface and display | EC000330 | 7979442 | Rittal | 44 | 0 | 70 | 0 | x |  |  | 58.85 | 2021-05-01 | 1417 | 1 | piece(s) | 4028177948259 | PCE |  |  |  | 85369095
7979502 | DK | PDU metered+ 16A/1P IEC-C20 6xC13 (19") | PDU metered+ 16A/1P IEC-C20 6xC13 (19"), DK PDU metered+, Compact basic power distributor, incl. energy measurement per output slot, with network interface and display | EC000330 | 7979502 | Rittal | 0 | 44 | 144 | 0 | x |  |  | 0 | 2021-05-01 | 722 | 1 | piece(s) | 4028177948266 | PCE |  |  |  | 85369095
7979503 | DK | PDU metered+ 16A/1P CEE 4xCEE7/3 earthing-pin | PDU metered+ 16A/1P CEE 4xCEE7/3 earthing-pin, DK PDU metered+, Compact basic power distributor, incl. energy measurement per output slot, with network interface and display | EC000330 | 7979503 | Rittal | 0 | 44 | 144 | 0 | x |  |  | 0 | 2021-05-01 | 701 | 1 | piece(s) | 4028177948273 | PCE |  |  |  | 85369095
7979504 | DK | PDU metered+ 32A/1P CEE 4xC13+2xC19 | PDU metered+ 32A/1P CEE 4xC13+2xC19, DK PDU metered+, Compact basic power distributor, incl. energy measurement per output slot, with network interface and display | EC000330 | 7979504 | Rittal | 0 | 44 | 144 | 0 | x |  |  | 0 | 2021-05-01 | 826 | 1 | piece(s) | 4028177948280 | PCE |  |  |  | 85369095
7979510 | DK | PDU metered+ 16A/1P CEE 12xC13+1xC19 | PDU metered+ 16A/1P CEE 12xC13+1xC19, DK PDU metered+, Compact basic power distributor, incl. energy measurement per output slot, with network interface and display | EC000330 | 7979510 | Rittal | 44 | 0 | 70 | 3.6 | x |  |  | 31.884 | 2021-05-01 | 826 | 1 | piece(s) | 4028177948297 | PCE |  |  |  | 85366990
7979511 | DK | PDU metered+ 16A/1P CEE 10xCEE7/3 earthing-pin | PDU metered+ 16A/1P CEE 10xCEE7/3 earthing-pin, DK PDU metered+, Compact basic power distributor, incl. energy measurement per output slot, with network interface and display | EC000330 | 7979511 | Rittal | 44 | 0 | 70 | 0 | x |  |  | 39.815 | 2021-05-01 | 826 | 1 | piece(s) | 4028177948303 | PCE |  |  |  | 85369095
7979512 | DK | PDU metered+ 32A/1P CEE 16xC13+2xC19 | PDU metered+ 32A/1P CEE 16xC13+2xC19, DK PDU metered+, Compact basic power distributor, incl. energy measurement per output slot, with network interface and display | EC000330 | 7979512 | Rittal | 44 | 0 | 70 | 0 | x |  |  | 39.815 | 2021-05-01 | 934 | 1 | piece(s) | 4028177948310 | PCE |  |  |  | 85369095
7979513 | DK | PDU metered+ 32A/1P CEE 12xC13+4xC19 | PDU metered+ 32A/1P CEE 12xC13+4xC19, DK PDU metered+, Compact basic power distributor, incl. energy measurement per output slot, with network interface and display | EC000330 | 7979513 | Rittal | 44 | 0 | 70 | 0 | x |  |  | 39.815 | 2021-05-01 | 934 | 1 | piece(s) | 4028177948327 | PCE |  |  |  | 85366990
7979514 | DK | PDU metered+ 32A/1P CEE 16xCEE7/3 earthing-pin | PDU metered+ 32A/1P CEE 16xCEE7/3 earthing-pin, DK PDU metered+, Compact basic power distributor, incl. energy measurement per output slot, with network interface and display | EC000330 | 7979514 | Rittal | 44 | 0 | 70 | 0 | x |  |  | 52.505 | 2021-05-01 | 966 | 1 | piece(s) | 4028177948334 | PCE |  |  |  | 85369095
7979515 | DK | PDU metered+ 16A/1P CEE 24xC13+4xC19 | PDU metered+ 16A/1P CEE 24xC13+4xC19, DK PDU metered+, Compact basic power distributor, incl. energy measurement per output slot, with network interface and display | EC000330 | 7979515 | Rittal | 44 | 0 | 70 | 4.5 | x |  |  | 46.16 | 2021-05-01 | 1033 | 1 | piece(s) | 4028177948341 | PCE |  |  |  | 85366990
7979516 | DK | PDU metered+ 32A/1P CEE 24xC13+4xC19 | PDU metered+ 32A/1P CEE 24xC13+4xC19, DK PDU metered+, Compact basic power distributor, incl. energy measurement per output slot, with network interface and display | EC000330 | 7979516 | Rittal | 44 | 0 | 70 | 5.5 | x |  |  | 52.505 | 2021-05-01 | 1037 | 1 | piece(s) | 4028177948358 | PCE |  |  |  | 85366990
7979530 | DK | PDU metered+ 16A/3P CEE 9xC19 | PDU metered+ 16A/3P CEE 9xC19, DK PDU metered+, Compact basic power distributor, incl. energy measurement per output slot, with network interface and display | EC000330 | 7979530 | Rittal | 44 | 0 | 70 | 0 | x |  |  | 31.884 | 2021-05-01 | 878 | 1 | piece(s) | 4028177948365 | PCE |  |  |  | 85369095
7979531 | DK | PDU metered+ 32A/3P CEE 12xC19 | PDU metered+ 32A/3P CEE 12xC19, DK PDU metered+, Compact basic power distributor, incl. energy measurement per output slot, with network interface and display | EC000330 | 7979531 | Rittal | 44 | 0 | 70 | 0 | x |  |  | 46.16 | 2021-05-01 | 1037 | 1 | piece(s) | 4028177948372 | PCE |  |  |  | 85369095
7979532 | DK | PDU metered+ 16A/3P CEE 6xC13+6xC19 | PDU metered+ 16A/3P CEE 6xC13+6xC19, DK PDU metered+, Compact basic power distributor, incl. energy measurement per output slot, with network interface and display | EC000330 | 7979532 | Rittal | 44 | 0 | 70 | 0 | x |  |  | 39.815 | 2021-05-01 | 919 | 1 | piece(s) | 4028177948389 | PCE |  |  |  | 85369095
7979533 | DK | PDU metered+ 16A/3P CEE 18xCEE7/3 earthing-pin | PDU metered+ 16A/3P CEE 18xCEE7/3 earthing-pin, DK PDU metered+, Compact basic power distributor, incl. energy measurement per output slot, with network interface and display | EC000330 | 7979533 | Rittal | 44 | 0 | 70 | 0 | x |  |  | 46.16 | 2021-05-01 | 981 | 1 | piece(s) | 4028177948396 | PCE |  |  |  | 85369095
7979534 | DK | PDU metered+ 32A/3P CEE 24xCEE7/3 earthing-pin | PDU metered+ 32A/3P CEE 24xCEE7/3 earthing-pin, DK PDU metered+, Compact basic power distributor, incl. energy measurement per output slot, with network interface and display | EC000330 | 7979534 | Rittal | 44 | 0 | 70 | 0 | x |  |  | 71.54 | 2021-05-01 | 1220 | 1 | piece(s) | 4028177948402 | PCE |  |  |  | 85369095
7979535 | DK | PDU metered+ 16A/3P CEE 18xC13+3xC19 | PDU metered+ 16A/3P CEE 18xC13+3xC19, DK PDU metered+, Compact basic power distributor, incl. energy measurement per output slot, with network interface and display | EC000330 | 7979535 | Rittal | 44 | 0 | 70 | 0 | x |  |  | 39.815 | 2021-05-01 | 1023 | 1 | piece(s) | 4028177948419 | PCE |  |  |  | 85366990
7979536 | DK | PDU metered+ 16A/3P CEE 24xC13+6xC19 | PDU metered+ 16A/3P CEE 24xC13+6xC19, DK PDU metered+, Compact basic power distributor, incl. energy measurement per output slot, with network interface and display | EC000330 | 7979536 | Rittal | 44 | 0 | 70 | 5.44 | x |  |  | 52.505 | 2021-05-01 | 1137 | 1 | piece(s) | 4028177948426 | PCE |  |  |  | 85369095
7979537 | DK | PDU metered+ 32A/3P CEE 24xC13+6xC19 | PDU metered+ 32A/3P CEE 24xC13+6xC19, DK PDU metered+, Compact basic power distributor, incl. energy measurement per output slot, with network interface and display | EC000330 | 7979537 | Rittal | 44 | 0 | 70 | 6.78 | x |  |  | 60.278 | 2021-05-01 | 1245 | 1 | piece(s) | 4028177948433 | PCE |  |  |  | 85369095
7979538 | DK | PDU metered+ 16A/3P CEE 18xC13+12xC19 | PDU metered+ 16A/3P CEE 18xC13+12xC19, DK PDU metered+, Compact basic power distributor, incl. energy measurement per output slot, with network interface and display | EC000330 | 7979538 | Rittal | 44 | 0 | 70 | 0 | x |  |  | 58.85 | 2021-05-01 | 1168 | 1 | piece(s) | 4028177948440 | PCE |  |  |  | 85369095
7979539 | DK | PDU metered+ 32A/3P CEE 12xC13+12xC19 | PDU metered+ 32A/3P CEE 12xC13+12xC19, DK PDU metered+, Compact basic power distributor, incl. energy measurement per output slot, with network interface and display | EC000330 | 7979539 | Rittal | 44 | 0 | 70 | 0 | x |  |  | 58.85 | 2021-05-01 | 1308 | 1 | piece(s) | 4028177948457 | PCE |  |  |  | 85369095
7979540 | DK | PDU metered+ 16A/3P CEE 36xC13+6xC19 | PDU metered+ 16A/3P CEE 36xC13+6xC19, DK PDU metered+, Compact basic power distributor, incl. energy measurement per output slot, with network interface and display | EC000330 | 7979540 | Rittal | 44 | 0 | 70 | 0 | x |  |  | 65.195 | 2021-05-01 | 1308 | 1 | piece(s) | 4028177948464 | PCE |  |  |  | 85369095
7979542 | DK | PDU metered+ 16A/3P CEE 42xC13 | PDU metered+ 16A/3P CEE 42xC13, DK PDU metered+, Compact basic power distributor, incl. energy measurement per output slot, with network interface and display | EC000330 | 7979542 | Rittal | 44 | 0 | 70 | 0 | x |  |  | 58.85 | 2021-05-01 | 1236 | 1 | piece(s) | 4028177948471 | PCE |  |  |  | 85369095
7979711 | DK | PDU RCM 19"-Inline Meter,Power consumption:3,7 kW,Rated current (max.): 16 A, 1~ | DK RCM measuring module – inline meter, autonomous energy acquisition unit, for PDU basic or modular PDU without measuring functions, 1 U, 482.6 mm (19"), incl. sensor interface, rated power: 3.7 kW, rated current: 16 A, 1~, connection type: CEE connector/coupling, connection cable / length: H05VV F3G2.5 / 1 m, extruded aluminium section, anodised, RAL 9005 | EC001576 | 7979711 | Rittal | 450 | 144 | 44 | 0 | x |  |  | 0 | 2021-05-01 | 737 | 1 | piece(s) | 4028177948488 | PCE |  |  |  | 85369095
7979712 | DK | PDU RCM 19"-Inline Meter,Power consumption:7,4 kW,Rated current (max.): 32 A, 1~ | DK RCM measuring module – inline meter, autonomous energy acquisition unit, for PDU basic or modular PDU without measuring functions, 1 U, 482.6 mm (19"), incl. sensor interface, rated power: 7.4 kW, rated current: 32 A, 1~, connection type: CEE connector/coupling, connection cable / length: H05VV F3G4.0 / 1 m, extruded aluminium section, anodised, RAL 9005 | EC001576 | 7979712 | Rittal | 450 | 144 | 44 | 0 | x |  |  | 0 | 2021-05-01 | 753 | 1 | piece(s) | 4028177948495 | PCE |  |  |  | 85369095
7979713 | DK | PDU RCM 19"-Inline Meter,Power consumption:11 kW,Rated current (max.): 16 A, 3~ | DK RCM measuring module – inline meter, autonomous energy acquisition unit, for PDU basic or modular PDU without measuring functions, 1 U, 482.6 mm (19"), incl. sensor interface, rated power: 11.0 kW, rated current: 16 A, 3~, connection type: CEE connector/coupling, connection cable / length: H05VV F5G2.5 / 1 m, extruded aluminium section, anodised, RAL 9005 | EC001576 | 7979713 | Rittal | 450 | 144 | 44 | 3.7 | x |  |  | 0 | 2021-05-01 | 774 | 1 | piece(s) | 4028177948501 | PCE |  |  |  | 85369095
7979714 | DK | PDU RCM 19"-Inline Meter,Power consumption:22 kW,Rated current (max.): 32 A, 3~ | DK RCM measuring module – inline meter, autonomous energy acquisition unit, for PDU basic or modular PDU without measuring functions, 1 U, 482.6 mm (19"), incl. sensor interface, rated power: 22.0 kW, rated current: 32 A, 3~, connection type: CEE connector/coupling, connection cable / length: H05VV F5G4.0 / 1 m, extruded aluminium section, anodised, RAL 9005 | EC001576 | 7979714 | Rittal | 450 | 144 | 44 | 3.7 | x |  |  | 0 | 2021-05-01 | 795 | 1 | piece(s) | 4028177948518 | PCE |  |  |  | 85369095
7979721 | DK | PDU Overvoltage protection,Power consumption:3,7 kW,Rated current (max):16 A, 1~ | DK surge voltage protector module, for terminal unit protection (type 3) with alarm contact, for fastening to the enclosure frame, rated power: 3.7 kW, rated current: 16 A, 1~, connection type: CEE connector/coupling, connection cable / length: H05VV F3G2.5 / 1 m, extruded aluminium section, anodised, RAL 9005, incl. assembly parts, DK surge voltage protector module | EC000942 | 7979721 | Rittal | 44 | 75 | 0 | 2.98 | x |  |  | 20.88 | 2021-05-01 | 102.8 | 1 | piece(s) | 4028177948525 | PCE |  |  |  | 85366990
7979722 | DK | PDU for busbar entry,Power consumption7,4 kW,Rated current (max.): 32 A, 1~ | DK surge voltage protector module, for terminal unit protection (type 3) with alarm contact, for fastening to the enclosure frame, rated power: 7.4 kW, rated current: 32 A, 1~, connection type: CEE connector/coupling, connection cable / length: H05VV F3G4.0 / 1 m, extruded aluminium section, anodised, RAL 9005, incl. assembly parts, DK surge voltage protector module | EC000942 | 7979722 | Rittal | 44 | 75 | 0 | 3.28 | x |  |  | 20.88 | 2021-05-01 | 102.8 | 1 | piece(s) | 4028177948532 | PCE |  |  |  | 85366990
7979723 | DK | PDU Overvoltage protection,Power consumption:11 kW,Rated current (max): 16 A, 3~ | DK surge voltage protector module, for terminal unit protection (type 3) with alarm contact, for fastening to the enclosure frame, rated power: 11.0 kW, rated current: 16 A, 3~, connection type: CEE connector/coupling, connection cable / length: H05VV F5G2.5 / 1 m, extruded aluminium section, anodised, RAL 9005, incl. assembly parts, DK surge voltage protector module | EC000942 | 7979723 | Rittal | 44 | 75 | 0 | 1.48 | x |  |  | 20.88 | 2021-05-01 | 144.3 | 1 | piece(s) | 4028177948549 | PCE |  |  |  | 85366990
7979724 | DK | PDU Overvoltage protection,Power consumption:22 kW,Rated current (max): 32 A, 3~ | DK surge voltage protector module, for terminal unit protection (type 3) with alarm contact, for fastening to the enclosure frame, rated power: 22.0 kW, rated current: 32 A, 3~, connection type: CEE connector/coupling, connection cable / length: H05VV F5G4.0 / 1 m, extruded aluminium section, anodised, RAL 9005, incl. assembly parts, | EC000942 | 7979724 | Rittal | 44 | 75 | 0 | 3.9 | x |  |  | 2.088 | 2021-05-01 | 144.3 | 1 | piece(s) | 4028177948556 | PCE |  |  |  | 85366990
7979801 | DK | PDU basic UK 13A/1P UK Plug 6x BS1363, 44x450x70 mm, 6 x BS 1363 | PDU basic UK 13A/1P UK Plug 6x BS1363, DK PDU UK, basic, Compact basic power distributor, WHD: 44x450x70 mm, 6 x BS 1363 | EC000330 | 7979801 | Rittal | 0 | 44 | 144 | 2.8 | x |  |  | 0 | 2021-05-01 | 69.3 | 1 | piece(s) | 4028177948563 | PCE |  |  |  | 85366990
7979811 | DK | PDU basic UK 13A/1P UK Plug 8x BS1363, 44x695x70 mm, 8xBS 1363 | PDU basic UK 13A/1P UK Plug 8x BS1363, DK PDU UK, basic, Compact basic power distributor, WHD: 44x695x70 mm, 8xBS 1363 | EC000330 | 7979811 | Rittal | 44 | 0 | 70 | 0 | x |  |  | 0 | 2021-05-01 | 73.5 | 1 | piece(s) | 4028177948570 | PCE |  |  |  | 85366990
7979812 | DK | PDU basic UK 13A/1P UK Plug 12x BS1363, 44x845x70 mm, 12x BS 1363 | PDU basic UK 13A/1P UK Plug 12x BS1363, DK PDU UK, basic, Compact basic power distributor, WHD: 44x845x70 mm, 12x BS 1363 | EC000330 | 7979812 | Rittal | 44 | 0 | 70 | 3.1 | x |  |  | 0 | 2021-05-01 | 81.9 | 1 | piece(s) | 4028177948587 | PCE |  |  |  | 85366990
7979813 | DK | PDU basic UK 13A/1P UK Plug 16x BS1363, 44x1095x70 mm, 16x BS 1363 | PDU basic UK 13A/1P UK Plug 16x BS1363, DK PDU UK, basic, Compact basic power distributor, WHD: 44x1095x70 mm, 16x BS 1363 | EC000330 | 7979813 | Rittal | 44 | 0 | 70 | 0 | x |  |  | 0 | 2021-05-01 | 91.3 | 1 | piece(s) | 4028177948594 | PCE |  |  |  | 85369095
7979814 | DK | PDU basic UK 16A/1P CEE 16x BS1363+4C19, 44x1295x70 mm | PDU basic UK 16A/1P CEE 16x BS1363+4C19, DK PDU UK, basic, Compact basic power distributor, WHD: 44x1295x70 mm, 16x BS 1363,IEC 60 320: 4 x C19 | EC000330 | 7979814 | Rittal | 44 | 0 | 70 | 0 | x |  |  | 0 | 2021-05-01 | 106 | 1 | piece(s) | 4028177948600 | PCE |  |  |  | 85366990
7979815 | DK | PDU basic UK 32A/1P CEE 16x BS1363+4C19, 44x1495x70 mm | PDU basic UK 32A/1P CEE 16x BS1363+4C19, DK PDU UK, basic, Compact basic power distributor, WHD: 44x1495x70 mm, 16x BS 1363,IEC 60 320: 4 x C19 | EC000330 | 7979815 | Rittal | 44 | 0 | 70 | 0 | x |  |  | 0 | 2021-05-01 | 144.8 | 1 | piece(s) | 4028177948617 | PCE |  |  |  | 85369095
7979821 | DK | PDU metered UK 13A/1P UK Plug 16xBS1363 | PDU metered UK 13A/1P UK Plug 16xBS1363, DK PDU UK, metered, Compact basic power distributor, incl. energy mearsuremnt per phase, with network interface and display | EC000330 | 7979821 | Rittal | 44 | 0 | 70 | 0 | x |  |  | 0 | 2021-05-01 | 603 | 1 | piece(s) | 4028177948624 | PCE |  |  |  | 85369095
7979822 | DK | PDU metered UK 16A/1P CEE 16xBS1364 4C19 | PDU metered UK 16A/1P CEE 16xBS1364 4C19, DK PDU UK, metered, Compact basic power distributor, incl. energy mearsuremnt per phase, with network interface and display | EC000330 | 7979822 | Rittal | 44 | 0 | 70 | 0 | x |  |  | 0 | 2021-05-01 | 623 | 1 | piece(s) | 4028177948631 | PCE |  |  |  | 85369095
7979823 | DK | PDU metered UK 32A/1P CEE 16xBS1365 4C19 | PDU metered UK 32A/1P CEE 16xBS1365 4C19, DK PDU UK, metered, Compact basic power distributor, incl. energy mearsuremnt per phase, with network interface and display | EC000330 | 7979823 | Rittal | 44 | 0 | 70 | 0 | x |  |  | 0 | 2021-05-01 | 670 | 1 | piece(s) | 4028177948648 | PCE |  |  |  | 85369095
7980000 | DK | DK Fan expansion kit, WHD: 119x119x38 mm, 230 V, 1 ~, 50/60 Hz | DK Fan expansion kit, WHD: 119x119x38 mm, 230 V, 1 ~, 50/60 Hz | EC000320 | 7980000 | Rittal | 119 | 119 | 38 | 0.67 | x |  |  | 1.184 | 2021-05-01 | 29.9 | 1 | piece(s) | 4028177137752 | PCE |  |  |  | 84149000
7980100 | DK | DK Fan expansion kit, WHD: 119x119x25 mm, 230 V, 1 ~, 50/60 Hz | DK Fan expansion kit, WHD: 119x119x25 mm, 230 V, 1 ~, 50/60 Hz | EC000320 | 7980100 | Rittal | 119 | 119 | 25 | 0.486 | x |  |  | 1.256 | 2021-05-01 | 37.2 | 1 | piece(s) | 4028177187313 | PCE |  |  |  | 84149000
7980148 | DK | DK Fan expansion kit, WHD: 119x119x38 mm, 48 V (DC) | DK Fan expansion kit, WHD: 119x119x38 mm, 48 V (DC) | EC000320 | 7980148 | Rittal | 119 | 119 | 38 | 0.387 | x |  |  | 1.176 | 2021-05-01 | 42.4 | 1 | piece(s) | 4028177325234 | PCE |  |  |  | 84149000
7990103 | DK | RiZone Appliance Standard | RiZone Software Appliance, hard drive + Windows, RiZone Software Appliance (hard drive + Windows), (consists of the following article grouping 7990.103 + 7990.203 + 7990.303) | EC000501 | 7990103 | Rittal |  |  |  | 0.64 | x |  |  | 5.024 | 2021-05-01 | 1218 | 1 | piece(s) | 4028177665675 | PCE |  |  |  | 85234920
7990203 | DK | DK RiZone Appliance Standard, Software Appliance: RiZone software | DK RiZone Appliance Standard, Software Appliance: RiZone software | EC000501 | 7990203 | Rittal |  |  |  | 0 | x |  |  | 0 | 2021-05-01 | 2743 | 1 | piece(s) | 4028177665705 | PCE |  |  |  | 85234920
7990206 | DK | DK RiZone Appliance IP node licence, RiZone software, 25 IP node | DK RiZone Appliance IP node licence, RiZone software, 25 IP node | EC000501 | 7990206 | Rittal |  |  |  | 0 | x |  |  | 0 | 2021-05-01 | 1017 | 1 | piece(s) | 4028177665736 | PCE |  |  |  | 85234920
7990208 | DK | DK RiZone Appliance IP node licence, RiZone software, 100 IP node | DK RiZone Appliance IP node licence, RiZone software, 100 IP node | EC000501 | 7990208 | Rittal |  |  |  | 0 | x |  |  | 0 | 2021-05-01 | 3658 | 1 | piece(s) | 4028177665750 | PCE |  |  |  | 85234920
7990303 | DK | DK RiZone Appliance Standard, Software Appliance: RiZone graphics tool | DK RiZone Appliance Standard, Software Appliance: RiZone graphics tool | EC000501 | 7990303 | Rittal |  |  |  | 0 | x |  |  | 0 | 2021-05-01 | 998 | 1 | piece(s) | 4028177665811 | PCE |  |  |  | 85234920
7990306 | DK | DK RiZone Appliance IP node licence, RiZone graphics tool, 25 IP node | DK RiZone Appliance IP node licence, RiZone graphics tool, 25 IP node | EC000501 | 7990306 | Rittal |  |  |  | 0 | x |  |  | 0 | 2021-05-01 | 383 | 1 | piece(s) | 4028177665842 | PCE |  |  |  | 85234920
7990308 | DK | DK RiZone Appliance IP node licence, RiZone graphics tool, 100 IP node | DK RiZone Appliance IP node licence, RiZone graphics tool, 100 IP node | EC000501 | 7990308 | Rittal |  |  |  | 0 | x |  |  | 0 | 2021-05-01 | 1376 | 1 | piece(s) | 4028177665866 | PCE |  |  |  | 85234920
7990402 | DK | RiZone Software Appliance | DK RiZone-Appliance Standard, software installer: RiZone Software | EC000501 | 7990402 | Rittal |  |  |  | 0 | x |  |  | 0 | 2021-05-01 | 2743 | 1 | piece(s) | 4028177956971 | PCE |  |  |  | 85234920
7990502 | DK | RiZone Software Appliance | DK RiZone-Appliance Standard, software installer: RiZone graphics tool | EC000501 | 7990502 | Rittal |  |  |  | 0 | x |  |  | 0 | 2021-05-01 | 998 | 1 | piece(s) | 4028177956988 | PCE |  |  |  | 85234920
7993146 | SZ | Main switch installation adapter for door width 500 mm | SZ main switch installation adapter for door width 500 mm | EC000327 | 7993146 | Rittal | 310 | 450 | 90 | 5.56 | x |  |  | 25 | 2021-05-01 | 228.7 | 1 | piece(s) | 4028177953109 | PCE |  |  |  | 73269098
7998106 | DK | DK RiMatrix S Standard room, Single 6 | DK RiMatrix S Standard room, Single 6 | EC002499 | 7998106 | Rittal | 2807 | 2750 | 7067 | 0 | x |  |  | 0 | 2021-05-01 | - € | 1 | piece(s) | 4028177702462 | PCE |  |  |  | 85489090
7998107 | DK | DK RiMatrix S Standard room, Double 6 | DK RiMatrix S Standard room, Double 6 | EC002499 | 7998107 | Rittal | 4839 | 2750 | 7070 | 0 | x |  |  | 0 | 2021-05-01 | - € | 1 | piece(s) | 4028177702479 | PCE |  |  |  | 73089059
7998206 | DK | DK RiMatrix S Standard container, Single 6 | DK RiMatrix S Standard container, Single 6 | EC002499 | 7998206 | Rittal | 3000 | 3000 | 7250 | 0 | x |  |  | 0 | 2021-05-01 | - € | 1 | piece(s) | 4028177702486 | PCE |  |  |  | 85371098
7998306 | DK | DK RiMatrix S Standard security room, Single 6 | DK RiMatrix S Standard security room, Single 6 | EC002499 | 7998306 | Rittal | 2950 | 2800 | 7420 | 0 | x |  |  | 0 | 2021-05-01 | - € | 1 | piece(s) | 4028177702493 | PCE |  |  |  | 85489090
7998307 | DK | DK RiMatrix S Standard security room, Double 6 | DK RiMatrix S Standard security room, Double 6 | EC002499 | 7998307 | Rittal | 4976 | 2800 | 7420 | 0 | x |  |  | 0 | 2021-05-01 | - € | 1 | piece(s) | 4028177702509 | PCE |  |  |  | 73089059
7998406 | DK | DK RiMatrix S Standard room, Single 9 | DK RiMatrix S Standard room, Single 9 | EC002499 | 7998406 | Rittal | 2807 | 2750 | 7067 | 0 | x |  |  | 0 | 2021-05-01 | - € | 1 | piece(s) | 4028177702516 | PCE |  |  |  | 73089059
7998407 | DK | DK RiMatrix S Standard room, Double 9 | DK RiMatrix S Standard room, Double 9 | EC002499 | 7998407 | Rittal | 4839 | 2750 | 7070 | 0 | x |  |  | 0 | 2021-05-01 | - € | 1 | piece(s) | 4028177702523 | PCE |  |  |  | 73089059
7998506 | DK | DK RiMatrix S Standard container, Single 9 | DK RiMatrix S Standard container, Single 9 | EC002499 | 7998506 | Rittal | 3000 | 3000 | 7250 | 0 | x |  |  | 0 | 2021-05-01 | - € | 1 | piece(s) | 4028177702530 | PCE |  |  |  | 85371098
7998606 | DK | DK RiMatrix S Standard security room, Single 9 | DK RiMatrix S Standard security room, Single 9 | EC002499 | 7998606 | Rittal | 2950 | 2800 | 7420 | 0 | x |  |  | 0 | 2021-05-01 | - € | 1 | piece(s) | 4028177702547 | PCE |  |  |  | 73089059
7998607 | DK | DK RiMatrix S Standard security room, Double 9 | DK RiMatrix S Standard security room, Double 9 | EC002499 | 7998607 | Rittal | 4976 | 2800 | 7420 | 0 | x |  |  | 0 | 2021-05-01 | - € | 1 | piece(s) | 4028177702554 | PCE |  |  |  | 73089059
7998905 | DK | DK RiMatrix S efficiency package, Single 6 | DK RiMatrix S efficiency package, Single 6 | EC002499 | 7998905 | Rittal | 0 | 0 | 0 | 0 | x |  |  | 0 | 2021-05-01 | - € | 1 | piece(s) | 4028177701182 | PCE |  |  |  | 85371098
7998906 | DK | DK RiMatrix S efficiency package, Double 6 | DK RiMatrix S efficiency package, Double 6 | EC002499 | 7998906 | Rittal | 0 | 0 | 0 | 0 | x |  |  | 0 | 2021-05-01 | - € | 1 | piece(s) | 4028177701199 | PCE |  |  |  | 85371098
7998907 | DK | DK RiMatrix S efficiency package, Single 9 | DK RiMatrix S efficiency package, Single 9 | EC002499 | 7998907 | Rittal | 0 | 0 | 0 | 0 | x |  |  | 0 | 2021-05-01 | - € | 1 | piece(s) | 4028177701205 | PCE |  |  |  | 85371098
7998908 | DK | DK RiMatrix S efficiency package, Double 9 | DK RiMatrix S efficiency package, Double 9 | EC002499 | 7998908 | Rittal | 0 | 0 | 0 | 0 | x |  |  | 0 | 2021-05-01 | - € | 1 | piece(s) | 4028177701212 | PCE |  |  |  | 85371098
7999009 | DK | LS Micro Data Centre, Level E | LS Micro Data Centre, Level E | EC002499 | 7999009 | Rittal | 1100 | 2410 | 1400 | 0 | x |  |  | 0 | 2021-05-01 | - € | 1 | piece(s) | 4028177717084 | PCE |  |  |  | 83030040
7999709 | DK | LS Micro Data Centre, Level B | LS Micro Data Centre, Level B | EC002499 | 7999709 | Rittal | 1115 | 2405 | 0 | 0 | x |  |  | 0 | 2021-05-01 | - € | 1 | piece(s) | 4028177717091 | PCE |  |  |  | 94032080
8001210 | VX | VX Gland plate, WD: 600x75 mm | VX Gland plate, WD: 600x75 mm | EC002620 | 8001210 | Rittal | 490 | 0 | 75 | 0.76 | x |  |  | 1.836 | 2021-05-01 | 5.25 | 1 | piece(s) | 4028177948655 | PCE |  |  |  | 94039010
8001211 | VX | VX Gland plate, WD: 800x75 mm | VX Gland plate, WD: 800x75 mm | EC002620 | 8001211 | Rittal | 690 | 0 | 75 | 1 | x |  |  | 2.574 | 2021-05-01 | 6.3 | 1 | piece(s) | 4028177948662 | PCE |  |  |  | 94039010
8001212 | VX | VX Gland plate, WD: 1000x75 mm | VX Gland plate, WD: 1000x75 mm | EC002620 | 8001212 | Rittal | 440 | 0 | 75 | 0.64 | x |  |  | 1.656 | 2021-05-01 | 4.73 | 1 | piece(s) | 4028177948679 | PCE |  |  |  | 94039010
8001213 | VX | VX Gland plate, WD: 1200x75 mm | VX Gland plate, WD: 1200x75 mm | EC002620 | 8001213 | Rittal | 540 | 0 | 75 | 0.8 | x |  |  | 2.52 | 2021-05-01 | 5.77 | 1 | piece(s) | 4028177948686 | PCE |  |  |  | 94039010
8001214 | VX | VX Gland plate, WD: 600x175 mm | VX Gland plate, WD: 600x175 mm | EC002620 | 8001214 | Rittal | 490 | 0 | 175 | 1.26 | x |  |  | 1.854 | 2021-05-01 | 6.82 | 1 | piece(s) | 4028177948693 | PCE |  |  |  | 94039010
8001215 | VX | VX Gland plate, WD: 800x175 mm | VX Gland plate, WD: 800x175 mm | EC002620 | 8001215 | Rittal | 690 | 0 | 175 | 1.78 | x |  |  | 2.592 | 2021-05-01 | 8.4 | 1 | piece(s) | 4028177948709 | PCE |  |  |  | 94039010
8001216 | VX | VX Gland plate, WD: 1000x175 mm | VX Gland plate, WD: 1000x175 mm | EC002620 | 8001216 | Rittal | 440 | 0 | 175 | 1.12 | x |  |  | 2.093 | 2021-05-01 | 5.98 | 1 | piece(s) | 4028177948716 | PCE |  |  |  | 94039010
8001217 | VX | VX Gland plate, WD: 1200x175 mm | VX Gland plate, WD: 1200x175 mm | EC002620 | 8001217 | Rittal | 540 | 0 | 175 | 1.4 | x |  |  | 2.52 | 2021-05-01 | 7.35 | 1 | piece(s) | 4028177948723 | PCE |  |  |  | 94039010
8001218 | VX | VX Gland plate, WD: 600x237,5 mm | VX Gland plate, WD: 600x237,5 mm | EC002620 | 8001218 | Rittal | 490 | 0 | 237.5 | 1.66 | x |  |  | 35.7 | 2021-05-01 | 7.87 | 1 | piece(s) | 4028177948730 | PCE |  |  |  | 94039010
8001219 | VX | VX Gland plate, WD: 800x237,5 mm | VX Gland plate, WD: 800x237,5 mm | EC002620 | 8001219 | Rittal | 690 | 0 | 237.5 | 2.3 | x |  |  | 6.91 | 2021-05-01 | 9.45 | 1 | piece(s) | 4028177948747 | PCE |  |  |  | 94039010
8001220 | VX | VX Gland plate, WD: 1000x237,5 mm | VX Gland plate, WD: 1000x237,5 mm | EC002620 | 8001220 | Rittal | 440 | 0 | 237.5 | 1.48 | x |  |  | 3.255 | 2021-05-01 | 8.08 | 1 | piece(s) | 4028177948754 | PCE |  |  |  | 94039010
8001221 | VX | VX Gland plate, WD: 1200x237,5 mm | VX Gland plate, WD: 1200x237,5 mm | EC002620 | 8001221 | Rittal | 540 | 0 | 237.5 | 1.84 | x |  |  | 0.316 | 2021-05-01 | 8.92 | 1 | piece(s) | 4028177948761 | PCE |  |  |  | 94039010
8001222 | VX | VX Gland plate, WD: 600x275 mm | VX Gland plate, WD: 600x275 mm | EC002620 | 8001222 | Rittal | 490 | 0 | 275 | 1.82 | x |  |  | 0.286 | 2021-05-01 | 9.45 | 1 | piece(s) | 4028177948778 | PCE |  |  |  | 94039010
8001223 | VX | VX Gland plate, WD: 800x275 mm | VX Gland plate, WD: 800x275 mm | EC002620 | 8001223 | Rittal | 690 | 0 | 275 | 2.6 | x |  |  | 0.4 | 2021-05-01 | 11.1 | 1 | piece(s) | 4028177948785 | PCE |  |  |  | 94039010
8001224 | VX | VX Gland plate, WD: 1000x275 mm | VX Gland plate, WD: 1000x275 mm | EC002620 | 8001224 | Rittal | 440 | 0 | 275 | 1.7 | x |  |  | 2.576 | 2021-05-01 | 8.92 | 1 | piece(s) | 4028177948792 | PCE |  |  |  | 94039010
8001225 | VX | VX Gland plate, WD: 1200x275 mm | VX Gland plate, WD: 1200x275 mm | EC002620 | 8001225 | Rittal | 540 | 0 | 275 | 2.1 | x |  |  | 3.136 | 2021-05-01 | 9.97 | 1 | piece(s) | 4028177948808 | PCE |  |  |  | 94039010
8001239 | VX | VX Sliding plate, WD: 600x115 mm | VX Sliding plate, WD: 600x115 mm | EC002620 | 8001239 | Rittal | 490 | 0 | 115 | 0.84 | x |  |  | 1.836 | 2021-05-01 | 6.3 | 1 | piece(s) | 4028177948815 | PCE |  |  |  | 94039010
8001241 | VX | VX Sliding plate, WD: 800x115 mm | VX Sliding plate, WD: 800x115 mm | EC002620 | 8001241 | Rittal | 690 | 0 | 115 | 1.16 | x |  |  | 2.592 | 2021-05-01 | 7.87 | 1 | piece(s) | 4028177948822 | PCE |  |  |  | 94039010
8001242 | VX | VX Sliding plate, WD: 1000x115 mm | VX Sliding plate, WD: 1000x115 mm | EC002620 | 8001242 | Rittal | 440 | 0 | 115 | 0.76 | x |  |  | 2.093 | 2021-05-01 | 5.77 | 1 | piece(s) | 4028177950375 | PCE |  |  |  | 73269098
8001243 | VX | VX Sliding plate, WD: 1200x115 mm | VX Sliding plate, WD: 1200x115 mm | EC002620 | 8001243 | Rittal | 540 | 0 | 115 | 0.92 | x |  |  | 2.52 | 2021-05-01 | 6.82 | 1 | piece(s) | 4028177950368 | PCE |  |  |  | 73269098
8004000 | VX | VX Baying enclosure system, WHD: 1000x2000x400 mm, two doors | VX Baying enclosure system, WHD: 1000x2000x400 mm, sheet steel, with mounting plate, two doors at the front | EC000261 | 8004000 | Rittal | 1000 | 2000 | 400 | 152 | 899 x 1896 | 899 | 1896 | 872.943 | 2021-05-01 | 595 | 1 | piece(s) | 4028177813526 | PCE |  |  |  | 94032080
8005000 | VX | VX Baying enclosure system, WHD: 1000x2000x500 mm, two doors | VX Baying enclosure system, WHD: 1000x2000x500 mm, sheet steel, with mounting plate, two doors at the front | EC000261 | 8005000 | Rittal | 1000 | 2000 | 500 | 156 | 899 x 1896 | 899 | 1896 | 1075.953 | 2021-05-01 | 608 | 1 | piece(s) | 4028177813540 | PCE |  |  |  | 94032080
8006000 | VX | VX Baying enclosure system, WHD: 1000x2000x600 mm, two doors | VX Baying enclosure system, WHD: 1000x2000x600 mm, sheet steel, with mounting plate, two doors at the front | EC000261 | 8006000 | Rittal | 1000 | 2000 | 600 | 160 | 899 x 1896 | 899 | 1896 | 1278.963 | 2021-05-01 | 616 | 1 | piece(s) | 4028177813557 | PCE |  |  |  | 94032080
8080000 | VX | VX Baying enclosure system, WHD: 1000x1800x400 mm, two doors | VX Baying enclosure system, WHD: 1000x1800x400 mm, sheet steel, with mounting plate, two doors at the front | EC000261 | 8080000 | Rittal | 1000 | 1800 | 400 | 138 | 899 x 1696 | 899 | 1696 | 794.769 | 2021-05-01 | 554 | 1 | piece(s) | 4028177813618 | PCE |  |  |  | 94032080
8084000 | VX | VX Baying enclosure system, WHD: 1000x1800x400 mm, single door | VX Baying enclosure system, WHD: 1000x1800x400 mm, sheet steel, with mounting plate, single door at the front | EC000261 | 8084000 | Rittal | 1000 | 1800 | 400 | 133 | 899 x 1696 | 899 | 1696 | 786.083 | 2021-05-01 | 520 | 1 | piece(s) | 4028177813656 | PCE |  |  |  | 94032080
8100235 | TS | TS Side panel, screw-fastened, for TS, TS IT, for WD: 2000x1000 mm, Sheet steel | TS Side panel, screw-fastened, for TS, TS IT, for WD: 2000x1000 mm, Sheet steel | EC002524 | 8100235 | Rittal |  |  |  | 48 | x |  |  | 166.95 | 2021-05-01 | 147.6 | 2 | piece(s) | 4028177233720 | PK |  |  |  | 94039010
8100245 | VX | VX Side panel, screw-fastened, for HD: 2000x1000 mm | VX Side panel, screw-fastened, for HD: 2000x1000 mm, sheet steel | EC002524 | 8100245 | Rittal |  |  |  | 47 | x |  |  | 30 | 2021-05-01 | 147.6 | 2 | piece(s) | 4028177921535 | PK |  |  |  | 94039010
8100700 | VX | VX Transport castors | VX Transport castors, 2 each with/without lock | EC002621 | 8100700 | Rittal |  | 0 |  | 8.38 | x |  |  | 4.102 | 2021-05-01 | 141.2 | 4 | piece(s) | 4028177921542 | PK |  |  |  | 83024900
8100710 | VX | VX Levelling component H: 100 mm | VX Levelling component, for base/plinth H: 100 mm | EC000721 | 8100710 | Rittal |  | 100 |  | 0.74 | x |  |  | 0.093 | 2021-05-01 | 27.2 | 4 | piece(s) | 4028177921559 | PK |  |  |  | 73181900
8100711 | VX | VX Levelling component, H: 200 mm | VX Levelling component, for base/plinth H: 200 mm | EC000721 | 8100711 | Rittal |  | 200 |  | 1.67 | x |  |  | 0.208 | 2021-05-01 | 34.8 | 4 | piece(s) | 4028177921566 | PK |  |  |  | 73181900
8100730 | VX | VX Punched section 23 x 89 mm, for W/D: 400 mm, stainless steel | VX Punched section, with mounting flange 23 x 89 mm, for W/D: 400 mm, stainless steel | EC002625 | 8100730 | Rittal |  |  |  | 0.6 | x |  |  | 0.34 | 2021-05-01 | 37 | 2 | piece(s) | 4028177924628 | PK |  |  |  | 73269098
8100731 | VX | VX Punched section 23 x 89 mm, for W/D: 500 mm, stainless steel | VX Punched section, with mounting flange 23 x 89 mm, for W/D: 500 mm, stainless steel | EC002625 | 8100731 | Rittal |  |  |  | 0.78 | x |  |  | 0.317 | 2021-05-01 | 43.5 | 2 | piece(s) | 4028177924475 | PK |  |  |  | 73269098
8100732 | VX | VX Punched section 23 x 89 mm, for W/D: 600 mm, stainless steel | VX Punched section, with mounting flange 23 x 89 mm, for W/D: 600 mm, stainless steel | EC002625 | 8100732 | Rittal |  |  |  | 1.51 | x |  |  | 0.54 | 2021-05-01 | 52.2 | 2 | piece(s) | 4028177924611 | PK |  |  |  | 73269098
8100733 | VX | VX Punched section 23 x 89 mm, for W/D: 800 mm, stainless steel | VX Punched section, with mounting flange 23 x 89 mm, for W/D: 800 mm, stainless steel | EC002625 | 8100733 | Rittal |  |  |  | 2.19 | x |  |  | 0.475 | 2021-05-01 | 71.7 | 2 | piece(s) | 4028177924529 | PK |  |  |  | 73269098
8100740 | VX | VX Punched section 23 x 64mm, for WD: 400 mm | VX Punched section, without mounting flange 23 x 64mm, for WD: 400 mm | EC002625 | 8100740 | Rittal |  |  |  | 1.05 | x |  |  | 0 | 2021-05-01 | 35.9 | 2 | piece(s) | 4028177924505 | PK |  |  |  | 73269098
8100741 | VX | VX Punched section 23 x 64mm, for WD: 500 mm | VX punched section without mounting flange 23 x 64 mm, for W/D: 500 mm | EC002625 | 8100741 | Rittal |  |  |  | 1.32 | x |  |  | 2.302 | 2021-05-01 | 40.2 | 2 | piece(s) | 4028177924536 | PK |  |  |  | 73269098
8100742 | VX | VX Punched section 23 x 64mm, for WD: 600 mm | VX Punched section, without mounting flange 23 x 64mm, for WD: 600 mm | EC002625 | 8100742 | Rittal |  |  |  | 1.45 | x |  |  | 3.712 | 2021-05-01 | 45.7 | 2 | piece(s) | 4028177924499 | PK |  |  |  | 73269098
8100743 | VX | VX Punched section 23 x 64mm, for WD: 800 mm | VX Punched section, without mounting flange 23 x 64mm, for WD: 800 mm | EC002625 | 8100743 | Rittal |  |  |  | 1.92 | x |  |  | 0 | 2021-05-01 | 54.4 | 2 | piece(s) | 4028177924512 | PK |  |  |  | 73269098
8100745 | VX | VX punched section without mounting flange, 23 x 64 mm, for W/D: 1200 mm | VX punched section without mounting flange, 23 x 64 mm, for W/D: 1200 mm | EC002625 | 8100745 | Rittal |  |  |  | 3 | x |  |  | 0 | 2021-05-01 | 63 | 2 | piece(s) | 4028177957138 | PK |  |  |  | 73269098
8100770 | VX | VX Base/plinth adaptor, sheet steel | VX Base/plinth adaptor, for twin castors and levelling feet, sheet steel | EC000721 | 8100770 | Rittal |  |  |  | 0.192 | x |  |  | 0.247 | 2021-05-01 | 17.5 | 4 | piece(s) | 4028177927087 | PK |  |  |  | 73269098
8100771 | VX | VX Base/plinth adaptor, stainless steel | VX Base/plinth adaptor, for twin castors and levelling feet, stainless steel | EC000721 | 8100771 | Rittal |  |  |  | 1.35 | x |  |  | 0.36 | 2021-05-01 | 38 | 4 | piece(s) | 4028177929258 | PK |  |  |  | 73181900
8100780 | VX | VX Levelling feet, stainless steel | VX Levelling feet, stainless steel, with M12 thread | EC000721 | 8100780 | Rittal |  |  |  | 0.932 | x |  |  | 0.504 | 2021-05-01 | 65.2 | 4 | piece(s) | 4028177927094 | PK |  |  |  | 73181900
8102245 | VX | VX Side panel, screw-fastened, for HD: 2000x1200 mm, sheet steel | VX Side panel, screw-fastened, for HD: 2000x1200 mm, sheet steel | EC002524 | 8102245 | Rittal |  |  |  | 80 | x |  |  | 0 | 2021-05-01 | 310 | 2 | piece(s) | 4028177921580 | PK |  |  |  | 94039010
8104245 | VX | VX Side panel, screw-fastened, for HD: 2000x400 mm | VX Side panel, screw-fastened, for HD: 2000x400 mm, sheet steel | EC002524 | 8104245 | Rittal |  |  |  | 19.4 | x |  |  | 36.225 | 2021-05-01 | 86.8 | 2 | piece(s) | 4028177827332 | PK |  |  |  | 94039010
8105245 | VX | VX Side panel, screw-fastened, for HD: 2000x500 mm | VX Side panel, screw-fastened, for HD: 2000x500 mm, sheet steel | EC002524 | 8105245 | Rittal |  |  |  | 24.2 | x |  |  | 44.1 | 2021-05-01 | 97 | 2 | piece(s) | 4028177827370 | PK |  |  |  | 94039010
8106235 | TS | TS Side panel, screw-fastened, for TS, TS IT, for WD: 2000x600 mm, Sheet steel | TS Side panel, screw-fastened, for TS, TS IT, for HxD: 2000x600 mm, Sheet steel, RAL 7035 | EC002524 | 8106235 | Rittal |  |  |  | 29.2 | x |  |  | 103.95 | 2021-05-01 | 109.6 | 2 | piece(s) | 4028177205260 | PK |  |  |  | 94039010
8106245 | VX | VX Side panel, screw-fastened, for HD: 2000x600 mm | VX Side panel, screw-fastened, for HD: 2000x600 mm, sheet steel | EC002524 | 8106245 | Rittal |  |  |  | 29 | x |  |  | 51.975 | 2021-05-01 | 104.5 | 2 | piece(s) | 4028177827417 | PK |  |  |  | 94039010
8106260 | VX | VX Hinge for side panel, screw-fastened | VX Hinge for side panel, screw-fastened, RAL7035 | EC001167 | 8106260 | Rittal |  |  |  | 0.744 | x |  |  | 0.756 | 2021-05-01 | 40.2 | 6 | piece(s) | 4028177920958 | PK |  |  |  | 83021000
8106760 | VX | VX EMC side panel, for HD: 2000x600 mm | VX EMC side panel, for HD: 2000x600 mm | EC002623 | 8106760 | Rittal |  |  |  | 28.8 | x |  |  | 48.51 | 2021-05-01 | 249.7 | 2 | piece(s) | 4028177947252 | PK |  |  |  | 94039010
8108235 | TS | TS Side panel, screw-fastened, for TS, TS IT, for WD: 2000x800 mm, Sheet steel | TS Side panel, screw-fastened, for TS, TS IT, for WD: 2000x800 mm, Sheet steel | EC002524 | 8108235 | Rittal |  |  |  | 39.8 | x |  |  | 140 | 2021-05-01 | 131.6 | 2 | piece(s) | 4028177205277 | PK |  |  |  | 94039010
8108245 | VX | VX Side panel, screw-fastened, for HD: 2000x800 mm | VX Side panel, screw-fastened, for HD: 2000x800 mm, sheet steel | EC002524 | 8108245 | Rittal |  |  |  | 38.8 | x |  |  | 67.725 | 2021-05-01 | 125.5 | 2 | piece(s) | 4028177827462 | PK |  |  |  | 94039010
8108760 | VX | VX EMC side panel, for HD: 2000x800 mm | VX EMC side panel, for HD: 2000x800 mm | EC002623 | 8108760 | Rittal |  |  |  | 38.8 | x |  |  | 63.21 | 2021-05-01 | 285 | 2 | piece(s) | 4028177947245 | PK |  |  |  | 94039010
8115245 | VX | VX Side panel, screw-fastened, for HD: 1200x500 mm | VX Side panel, screw-fastened, for HD: 1200x500 mm, sheet steel | EC002524 | 8115245 | Rittal |  |  |  | 14.8 | x |  |  | 27.3 | 2021-05-01 | 76.4 | 2 | piece(s) | 4028177827516 | PK |  |  |  | 94039010
8120245 | VX | VX Side panel, screw-fastened, for HD: 2200x1000 mm, sheet steel | VX Side panel, screw-fastened, for HD: 2200x1000 mm, sheet steel | EC002524 | 8120245 | Rittal |  |  |  | 52.2 | x |  |  | 88.751 | 2021-05-01 | 304 | 2 | piece(s) | 4028177921597 | PK |  |  |  | 94039010
8122245 | VX | VX Side panel, screw-fastened, for HD: 2200x1200 mm, sheet steel | VX Side panel, screw-fastened, for HD: 2200x1200 mm, sheet steel | EC002524 | 8122245 | Rittal |  |  |  | 110 | x |  |  | 0 | 2021-05-01 | 319 | 2 | piece(s) | 4028177921603 | PK |  |  |  | 94039010
8126235 | TS | TS Side panel, screw-fastened, for TS, TS IT, for WD: 2200x600 mm, Sheet steel | TS Side panel, screw-fastened, for TS, TS IT, for WD: 2200x600 mm, Sheet steel | EC002524 | 8126235 | Rittal |  |  |  | 36.2 | x |  |  | 109.89 | 2021-05-01 | 119.4 | 2 | piece(s) | 4028177213425 | PK |  |  |  | 94039010
8126245 | VX | VX Side panel, screw-fastened, for HD: 2200x600 mm | VX Side panel, screw-fastened, for HD: 2200x600 mm, sheet steel | EC002524 | 8126245 | Rittal |  |  |  | 32.6 | x |  |  | 56.925 | 2021-05-01 | 114 | 2 | piece(s) | 4028177827547 | PK |  |  |  | 94039010
8128235 | TS | TS Side panel, screw-fastened, for TS, TS IT, for WD: 2200x800 mm, Sheet steel | TS Side panel, screw-fastened, for TS, TS IT, for WD: 2200x800 mm, Sheet steel | EC002524 | 8128235 | Rittal |  |  |  | 50 | x |  |  | 69.23 | 2021-05-01 | 138.5 | 2 | piece(s) | 4028177237223 | PK |  |  |  | 94039010
8128245 | VX | VX Side panel, screw-fastened, for HD: 2200x800 mm | VX Side panel, screw-fastened, for HD: 2200x800 mm, sheet steel | EC002524 | 8128245 | Rittal |  |  |  | 42.4 | x |  |  | 74.175 | 2021-05-01 | 132.2 | 2 | piece(s) | 4028177921610 | PK |  |  |  | 94039010
8145245 | VX | VX Side panel, screw-fastened, for HD: 1400x500 mm | VX Side panel, screw-fastened, for HD: 1400x500 mm, sheet steel | EC002524 | 8145245 | Rittal |  |  |  | 17.2 | x |  |  | 31.5 | 2021-05-01 | 77 | 2 | piece(s) | 4028177827592 | PK |  |  |  | 94039010
8165245 | VX | VX Side panel, screw-fastened, for HD: 1600x500 mm | VX Side panel, screw-fastened, for HD: 1600x500 mm, sheet steel | EC002524 | 8165245 | Rittal |  |  |  | 19.4 | x |  |  | 35.7 | 2021-05-01 | 85.4 | 2 | piece(s) | 4028177827639 | PK |  |  |  | 94039010
8166245 | VX | VX Side panel, screw-fastened, for HD: 1600x600 mm | VX Side panel, screw-fastened, for HD: 1600x600 mm, sheet steel | EC002524 | 8166245 | Rittal |  |  |  | 23.2 | x |  |  | 42.075 | 2021-05-01 | 89.7 | 2 | piece(s) | 4028177924932 | PK |  |  |  | 94039010
8168245 | VX | VX Side panel, screw-fastened, for HD: 1600x800 mm | VX Side panel, screw-fastened, for HD: 1600x800 mm, sheet steel | EC002524 | 8168245 | Rittal |  |  |  | 30.8 | x |  |  | 54.825 | 2021-05-01 | 114.3 | 2 | piece(s) | 4028177924949 | PK |  |  |  | 94039010
8170235 | TS | TS Side panel, screw-fastened, for TS, TS IT, for WD: 1200x600 mm, Sheet steel | TS Side panel, screw-fastened, for TS, TS IT, for WD: 1200x600 mm, Sheet steel | EC002524 | 8170235 | Rittal |  |  |  | 17.8 | x |  |  | 64.35 | 2021-05-01 | 86 | 2 | piece(s) | 4028177244283 | PK |  |  |  | 94039010
8170245 | VX | VX Side panel, screw-fastened, for HD: 1200x600 mm | VX Side panel, screw-fastened, for HD: 1200x600 mm, sheet steel | EC002524 | 8170245 | Rittal |  |  |  | 17.4 | x |  |  | 32.175 | 2021-05-01 | 86 | 2 | piece(s) | 4028177921627 | PK |  |  |  | 94039010
8173235 | TS | TS Side panel, screw-fastened, for TS, TS IT, for WD: 800x600 mm, Sheet steel | TS Side panel, screw-fastened, for TS, TS IT, for WD: 800x600 mm, Sheet steel | EC002524 | 8173235 | Rittal |  |  |  | 12.4 | x |  |  | 44.55 | 2021-05-01 | 69.1 | 2 | piece(s) | 4028177301047 | PK |  |  |  | 94039010
8173245 | VX | VX Side panel, screw-fastened, for HD: 800x600 mm | VX Side panel, screw-fastened, for HD: 800x600 mm, sheet steel | EC002524 | 8173245 | Rittal |  |  |  | 12 | x |  |  | 21.574 | 2021-05-01 | 69.1 | 2 | piece(s) | 4028177921634 | PK |  |  |  | 94039010
8175235 | TS | TS Side panel, screw-fastened, for TS, TS IT, for WD: 1200x800 mm, Sheet steel | TS Side panel, screw-fastened, for TS, TS IT, for WD: 1200x800 mm, Sheet steel | EC002524 | 8175235 | Rittal |  |  |  | 23.8 | x |  |  | 83.85 | 2021-05-01 | 93.3 | 2 | piece(s) | 4028177317529 | PK |  |  |  | 94039010
8175245 | VX | VX Side panel, screw-fastened, for HD: 1200x800 mm | VX Side panel, screw-fastened, for HD: 1200x800 mm, sheet steel | EC002524 | 8175245 | Rittal |  |  |  | 23 | x |  |  | 39.13 | 2021-05-01 | 93.3 | 2 | piece(s) | 4028177921641 | PK |  |  |  | 94039010
8176235 | TS | TS Side panel, screw-fastened, for TS, TS IT, for WD: 1200x1000 mm, Sheet steel | TS Side panel, screw-fastened, for TS, TS IT, for WD: 1200x1000 mm, Sheet steel | EC002524 | 8176235 | Rittal |  |  |  | 29.4 | x |  |  | 103.35 | 2021-05-01 | 103.5 | 2 | piece(s) | 4028177317536 | PK |  |  |  | 94039010
8176245 | VX | VX Side panel, screw-fastened, for HD: 1200x1000 mm | VX Side panel, screw-fastened, for HD: 1200x1000 mm, sheet steel | EC002524 | 8176245 | Rittal |  |  |  | 28.8 | x |  |  | 48.23 | 2021-05-01 | 103.5 | 2 | piece(s) | 4028177921658 | PK |  |  |  | 94039010
8184245 | VX | VX Side panel, screw-fastened, for HD: 1800x400 mm | VX Side panel, screw-fastened, for HD: 1800x400 mm, sheet steel | EC002524 | 8184245 | Rittal |  |  |  | 17.8 | x |  |  | 32.775 | 2021-05-01 | 82 | 2 | piece(s) | 4028177827752 | PK |  |  |  | 94039010
8185245 | VX | VX Side panel, screw-fastened, for HD: 1800x500 mm | VX Side panel, screw-fastened, for HD: 1800x500 mm, sheet steel | EC002524 | 8185245 | Rittal |  |  |  | 22 | x |  |  | 39.9 | 2021-05-01 | 93.6 | 2 | piece(s) | 4028177827783 | PK |  |  |  | 94039010
8186235 | TS | TS Side panel, screw-fastened, for TS, TS IT, for WD: 1800x600 mm, Sheet steel | TS Side panel, screw-fastened, for TS, TS IT, for WD: 1800x600 mm, Sheet steel | EC002524 | 8186235 | Rittal |  |  |  | 26.6 | x |  |  | 52.2 | 2021-05-01 | 108.9 | 2 | piece(s) | 4028177205239 | PK |  |  |  | 94039010
8186245 | VX | VX Side panel, screw-fastened, for HD: 1800x600 mm | VX Side panel, screw-fastened, for HD: 1800x600 mm, sheet steel | EC002524 | 8186245 | Rittal |  |  |  | 26.2 | x |  |  | 47.025 | 2021-05-01 | 103.9 | 2 | piece(s) | 4028177827820 | PK |  |  |  | 94039010
8188235 | TS | TS Side panel, screw-fastened, for TS, TS IT, for WD: 1800x800 mm, Sheet steel | TS Side panel, screw-fastened, for TS, TS IT, for WD: 1800x800 mm, Sheet steel | EC002524 | 8188235 | Rittal |  |  |  | 35.2 | x |  |  | 122.55 | 2021-05-01 | 127.1 | 2 | piece(s) | 4028177243712 | PK |  |  |  | 94039010
8188245 | VX | VX Side panel, screw-fastened, for HD: 1800x800 mm | VX Side panel, screw-fastened, for HD: 1800x800 mm, sheet steel | EC002524 | 8188245 | Rittal |  |  |  | 34 | x |  |  | 555.275 | 2021-05-01 | 127.1 | 2 | piece(s) | 4028177921665 | PK |  |  |  | 94039010
8204000 | VX | VX Baying enclosure system, WHD: 1200x2000x400 mm, two doors | VX Baying enclosure system, WHD: 1200x2000x400 mm, sheet steel, with mounting plate, two doors at the front | EC000261 | 8204000 | Rittal | 1200 | 2000 | 400 | 183 | 1099 x 1896 | 1099 | 1896 | 1108.239 | 2021-05-01 | 662 | 1 | piece(s) | 4028177813649 | PCE |  |  |  | 94032080
8205000 | VX | VX Baying enclosure system, WHD: 1200x2000x500 mm, two doors | VX Baying enclosure system, WHD: 1200x2000x500 mm, sheet steel, with mounting plate, two doors at the front | EC000261 | 8205000 | Rittal | 1200 | 2000 | 500 | 187 | 1099 x 1896 | 1099 | 1896 | 1365.969 | 2021-05-01 | 672 | 1 | piece(s) | 4028177813625 | PCE |  |  |  | 94032080
8206000 | VX | VX Baying enclosure system, WHD: 1200x2000x600 mm, two doors | VX Baying enclosure system, WHD: 1200x2000x600 mm, sheet steel, with mounting plate, two doors at the front | EC000261 | 8206000 | Rittal | 1200 | 2000 | 600 | 191 | 1099 x 1896 | 1099 | 1896 | 1623.699 | 2021-05-01 | 685 | 1 | piece(s) | 4028177813601 | PCE |  |  |  | 94032080
8208000 | VX | VX Baying enclosure system, WHD: 1200x2000x800 mm, two doors | VX Baying enclosure system, WHD: 1200x2000x800 mm, sheet steel, with mounting plate, two doors at the front | EC000261 | 8208000 | Rittal | 1200 | 2000 | 800 | 201 | 1099 x 1896 | 1099 | 1896 | 2139.159 | 2021-05-01 | 756 | 1 | piece(s) | 4028177813595 | PCE |  |  |  | 94032080
8215000 | VX | VX Baying enclosure system, WHD: 1200x1200x500 mm, two doors | VX Baying enclosure system, WHD: 1200x1200x500 mm, sheet steel, with mounting plate, two doors at the front | EC000261 | 8215000 | Rittal | 1200 | 1200 | 500 | 126 | 1099 x 1096 | 1099 | 1096 | 852.929 | 2021-05-01 | 559 | 1 | piece(s) | 4028177813588 | PCE |  |  |  | 94032080
8226000 | VX | VX Baying enclosure system, WHD: 1200x2200x600 mm, two doors | VX Baying enclosure system, WHD: 1200x2200x600 mm, sheet steel, with mounting plate, two doors at the front | EC000261 | 8226000 | Rittal | 1200 | 2200 | 600 | 204 | 1099 x 2096 | 1099 | 2096 | 1776.159 | 2021-05-01 | 735 | 1 | piece(s) | 4028177813571 | PCE |  |  |  | 94032080
8245000 | VX | VX Baying enclosure system, WHD: 1200x1400x500 mm, single door | VX Baying enclosure system, WHD: 1200x1400x500 mm, sheet steel, with mounting plate, single door at the front | EC000261 | 8245000 | Rittal | 1200 | 1400 | 500 | 141 | 1099 x 1296 | 1099 | 1296 | 981.189 | 2021-05-01 | 570 | 1 | piece(s) | 4028177813564 | PCE |  |  |  | 94032080
8265000 | VX | VX Baying enclosure system, WHD: 1200x1600x500 mm, two doors | VX Baying enclosure system, WHD: 1200x1600x500 mm, sheet steel, with mounting plate, two doors at the front | EC000261 | 8265000 | Rittal | 1200 | 1600 | 500 | 156 | 1099 x 1496 | 1099 | 1496 | 1109.449 | 2021-05-01 | 597 | 1 | piece(s) | 4028177817739 | PCE |  |  |  | 94032080
8284000 | VX | VX Baying enclosure system, WHD: 1200x1800x400 mm, two doors | VX Baying enclosure system, WHD: 1200x1800x400 mm, sheet steel, with mounting plate, two doors at the front | EC000261 | 8284000 | Rittal | 1200 | 1800 | 400 | 166 | 1099 x 1696 | 1099 | 1696 | 1004.179 | 2021-05-01 | 576 | 1 | piece(s) | 4028177813533 | PCE |  |  |  | 94032080
8285000 | VX | VX Baying enclosure system, WHD: 1200x1800x500 mm, two doors | VX Baying enclosure system, WHD: 1200x1800x500 mm, sheet steel, with mounting plate, two doors at the front | EC000261 | 8285000 | Rittal | 1200 | 1800 | 500 | 173 | 1099 x 1696 | 1099 | 1696 | 1237.709 | 2021-05-01 | 616 | 1 | piece(s) | 4028177813632 | PCE |  |  |  | 94032080
8286000 | VX | VX Baying enclosure system, WHD: 1200x1800x600 mm, two doors | VX Baying enclosure system, WHD: 1200x1800x600 mm, sheet steel, with mounting plate, two doors at the front | EC000261 | 8286000 | Rittal | 1200 | 1800 | 600 | 174 | 1099 x 1696 | 1099 | 1696 | 1471.239 | 2021-05-01 | 665 | 1 | piece(s) | 4028177813663 | PCE |  |  |  | 94032080
8405000 | VX | VX Baying enclosure system, WHD: 400x2000x500 mm, single door | VX Baying enclosure system, WHD: 400x2000x500 mm, sheet steel, with mounting plate, single door at the front | EC000261 | 8405000 | Rittal | 400 | 2000 | 500 | 73 | 299 x 1896 | 299 | 1896 | 436.773 | 2021-05-01 | 421 | 1 | piece(s) | 4028177919280 | PCE |  |  |  | 94032080
8406000 | VX | VX Baying enclosure system, WHD: 400x2000x600 mm, single door | VX Baying enclosure system, WHD: 400x2000x600 mm, sheet steel, with mounting plate, single door at the front | EC000261 | 8406000 | Rittal | 400 | 2000 | 600 | 75.2 | 299 x 1896 | 299 | 1896 | 535.866 | 2021-05-01 | 427 | 1 | piece(s) | 4028177919297 | PCE |  |  |  | 94032080
8410000 | VX | VX Electronic enclosure, WHD: 600x1600x600 mm | VX Electronic enclosure, WHD: 600x1600x600 mm, sheet steel, with hinged front frame, with adaptor sections 19", single door at the rear | EC000261 | 8410000 | Rittal | 600 | 1600 | 600 | 58 |  | 0 | 0 | 632.448 | 2021-05-01 | 383 | 1 | piece(s) | 4028177920231 | PCE |  |  |  | 94032080
8418000 | VX | VX Electronic enclosure, WHD: 600x1600x800 mm | VX Electronic enclosure, WHD: 600x1600x800 mm, sheet steel, with hinged front frame, with adaptor sections 19", single door at the rear | EC000261 | 8418000 | Rittal | 600 | 1600 | 800 | 63.2 |  | 0 | 0 | 830.088 | 2021-05-01 | 454 | 1 | piece(s) | 4028177920224 | PCE |  |  |  | 94032080
8430000 | VX | VX Electronic enclosure, WHD: 600x2000x600 mm | VX Electronic enclosure, WHD: 600x2000x600 mm, sheet steel, with hinged front frame, with adaptor sections 19", single door at the rear | EC000261 | 8430000 | Rittal | 600 | 2000 | 600 | 67.8 |  | 0 | 0 | 772.443 | 2021-05-01 | 474 | 1 | piece(s) | 4028177920255 | PCE |  |  |  | 94032080
8438000 | VX | VX Electronic enclosure, WHD: 600x2000x800 mm | VX Electronic enclosure, WHD: 600x2000x800 mm, sheet steel, with hinged front frame, with adaptor sections 19", single door at the rear | EC000261 | 8438000 | Rittal | 600 | 2000 | 800 | 72.2 |  | 0 | 0 | 1035.048 | 2021-05-01 | 560 | 1 | piece(s) | 4028177920248 | PCE |  |  |  | 94032080
8450000 | VX | VX Baying enclosure system, WHD: 800x2000x600 mm, stainless steel, single door | VX Baying enclosure system, WHD: 800x2000x600 mm, stainless steel, 1.4301, with mounting plate, single door at the front | EC000261 | 8450000 | Rittal | 800 | 2000 | 600 | 126 | 699 x 1896 | 699 | 1896 | 1038.366 | 2021-05-01 | 2038 | 1 | piece(s) | 4028177920194 | PCE |  |  |  | 94032080
8451000 | VX | VX Baying enclosure system, WHD: 1200x2000x600 mm, stainless steel, two doors | VX Baying enclosure system, WHD: 1200x2000x600 mm, stainless steel, 1.4301, with mounting plate, two doors at the front | EC000261 | 8451000 | Rittal | 1200 | 2000 | 600 | 191 | 1099 x 1896 | 1099 | 1896 | 1623.699 | 2021-05-01 | 2728 | 1 | piece(s) | 4028177920200 | PCE |  |  |  | 94032080
8452000 | VX | VX Baying enclosure system, WHD: 600x2000x600 mm, stainless steel, single door | VX Baying enclosure system, WHD: 600x2000x600 mm, stainless steel, 1.4301, with mounting plate, single door at the front | EC000261 | 8452000 | Rittal | 600 | 2000 | 600 | 101 | 499 x 1896 | 499 | 1896 | 772.443 | 2021-05-01 | 1794 | 1 | piece(s) | 4028177920217 | PCE |  |  |  | 94032080
8453000 | VX | VX Baying enclosure system, WHD: 1200x1800x500 mm, stainless steel, two doors | VX Baying enclosure system, WHD: 1200x1800x500 mm, stainless steel, 1.4301, with mounting plate, two doors at the front | EC000261 | 8453000 | Rittal | 1200 | 1800 | 500 | 172 | 1099 x 1696 | 1099 | 1696 | 1237.709 | 2021-05-01 | 2554 | 1 | piece(s) | 4028177920163 | PCE |  |  |  | 94032080
8454000 | VX | VX Baying enclosure system, WHD: 800x1800x400 mm, stainless steel, single door | VX Baying enclosure system, WHD: 800x1800x400 mm, stainless steel, 1.4301, with mounting plate, single door at the front | EC000261 | 8454000 | Rittal | 800 | 1800 | 400 | 110 | 699 x 1696 | 699 | 1696 | 630.423 | 2021-05-01 | 1730 | 1 | piece(s) | 4028177920149 | PCE |  |  |  | 94032080
8455000 | VX | VX Baying enclosure system, WHD: 800x1800x500 mm, stainless steel, single door | VX Baying enclosure system, WHD: 800x1800x500 mm, stainless steel, 1.4301, with mounting plate, single door at the front | EC000261 | 8455000 | Rittal | 800 | 1800 | 500 | 113 | 699 x 1696 | 699 | 1696 | 777.033 | 2021-05-01 | 1737 | 1 | piece(s) | 4028177920170 | PCE |  |  |  | 94032080
8456000 | VX | VX Baying enclosure system, WHD: 1200x1800x400 mm, stainless steel, two doors | VX Baying enclosure system, WHD: 1200x1800x400 mm, stainless steel, 1.4301, with mounting plate, two doors at the front | EC000261 | 8456000 | Rittal | 1200 | 1800 | 400 | 167 | 1099 x 1696 | 1099 | 1696 | 1004.179 | 2021-05-01 | 2309 | 1 | piece(s) | 4028177920156 | PCE |  |  |  | 94032080
8457000 | VX | VX Baying enclosure system, WHD: 600x1800x500 mm, stainless steel, single door | VX Baying enclosure system, WHD: 600x1800x500 mm, stainless steel, 1.4301, with mounting plate, single door at the front | EC000261 | 8457000 | Rittal | 600 | 1800 | 500 | 91.8 | 499 x 1696 | 499 | 1696 | 588.406 | 2021-05-01 | 1480 | 1 | piece(s) | 4028177920187 | PCE |  |  |  | 94032080
8458000 | VX | VX Baying enclosure system IP66 / NEMA4x, WHD: 800x2000x600 mm, stainless steel | VX Baying enclosure system IP66 / NEMA4x, WHD: 800x2000x600 mm, stainless steel, 1.4301, with mounting plate, sheet steel, zinc-plaed, single door at the front | EC000261 | 8458000 | Rittal | 800 | 2000 | 600 | 129 | 699 x 1896 | 699 | 1896 | 1093.642 | 2021-05-01 | 2823 | 1 | piece(s) | 4028177924482 | PCE |  |  |  | 94032080
8485000 | VX | VX Baying enclosure system, WHD: 400x1800x500 mm, single door | VX Baying enclosure system, WHD: 400x1800x500 mm, sheet steel, with mounting plate, single door at the front | EC000261 | 8485000 | Rittal | 400 | 1800 | 500 | 66.4 | 299 x 1696 | 299 | 1696 | 393.313 | 2021-05-01 | 392 | 1 | piece(s) | 4028177919303 | PCE |  |  |  | 94032080
8486000 | VX | VX Baying enclosure system, WHD: 400x1800x600 mm, single door | VX Baying enclosure system, WHD: 400x1800x600 mm, sheet steel, with mounting plate, single door at the front | EC000261 | 8486000 | Rittal | 400 | 1800 | 600 | 69.6 | 299 x 1696 | 299 | 1696 | 490.329 | 2021-05-01 | 410 | 1 | piece(s) | 4028177919310 | PCE |  |  |  | 94032080
8600255 | TS | TS Cable chamber, for TS, SE, H: 200 mm, for WD: 1200x500 mm | TS Cable chamber, for TS, SE, H: 200 mm, for WD: 1200x500 mm | EC000721 | 8600255 | Rittal |  | 200 |  | 18.6 | x |  |  | 138.424 | 2021-05-01 | 124.7 | 1 | piece(s) | 4028177487208 | PCE |  |  |  | 94032080
8600265 | TS | TS Cable chamber, for TS, SE, H: 200 mm, for WD: 1200x600 mm | TS Cable chamber, for TS, SE, H: 200 mm, for WD: 1200x600 mm | EC000721 | 8600265 | Rittal |  | 200 |  | 19.3 | x |  |  | 163.979 | 2021-05-01 | 132 | 1 | piece(s) | 4028177487215 | PCE |  |  |  | 94032080
8600455 | TS | TS Cable chamber, for TS, SE, H: 200 mm, for WD: 400x500 mm | TS Cable chamber, for TS, SE, H: 200 mm, for WD: 400x500 mm | EC000721 | 8600455 | Rittal |  | 200 |  | 9.6 | x |  |  | 48.048 | 2021-05-01 | 81.2 | 1 | piece(s) | 4028177487222 | PCE |  |  |  | 94032080
8600465 | TS | TS Cable chamber, for TS, SE, H: 200 mm, for WD: 400x600 mm | TS Cable chamber, for TS, SE, H: 200 mm, for WD: 400x600 mm | EC000721 | 8600465 | Rittal |  | 200 |  | 10.1 | x |  |  | 56.364 | 2021-05-01 | 88.3 | 1 | piece(s) | 4028177487239 | PCE |  |  |  | 94032080
8600510 | TS | TS Side panel, for cable chamber, for D: 500 mm | TS Side panel, for cable chamber, for D: 500 mm | EC002524 | 8600510 | Rittal |  | 200 |  | 2.424 | x |  |  | 1.691 | 2021-05-01 | 23.9 | 2 | piece(s) | 4028177384187 | PK |  |  |  | 94039010
8600520 | TS | TS Side panel, for cable chamber, for D: 600 mm | TS Side panel, for cable chamber, for D: 600 mm | EC002524 | 8600520 | Rittal |  | 200 |  | 2.92 | x |  |  | 2.331 | 2021-05-01 | 28.5 | 2 | piece(s) | 4028177384194 | PK |  |  |  | 94039010
8600655 | TS | TS Cable chamber, for TS, SE, H: 200 mm, for WD: 600x500 mm | TS Cable chamber, for TS, SE, H: 200 mm, for WD: 600x500 mm | EC000721 | 8600655 | Rittal |  | 200 |  | 12 | x |  |  | 69.784 | 2021-05-01 | 89.3 | 1 | piece(s) | 4028177487246 | PCE |  |  |  | 94032080
8600665 | TS | TS Cable chamber, for TS, SE, H: 200 mm, for WD: 600x600 mm | TS Cable chamber, for TS, SE, H: 200 mm, for WD: 600x600 mm | EC000721 | 8600665 | Rittal |  | 200 |  | 12.65 | x |  |  | 84.568 | 2021-05-01 | 96.6 | 1 | piece(s) | 4028177487253 | PCE |  |  |  | 94032080
8600855 | TS | TS Cable chamber, for TS, SE, H: 200 mm, for WD: 800x500 mm | TS Cable chamber, for TS, SE, H: 200 mm, for WD: 800x500 mm | EC000721 | 8600855 | Rittal |  | 200 |  | 16.25 | x |  |  | 93.808 | 2021-05-01 | 103.3 | 1 | piece(s) | 4028177487260 | PCE |  |  |  | 94032080
8600865 | TS | TS Cable chamber, for TS, SE, H: 200 mm, for WD: 800x600 mm | TS Cable chamber, for TS, SE, H: 200 mm, for WD: 800x600 mm | EC000721 | 8600865 | Rittal |  | 200 |  | 15.05 | x |  |  | 111.848 | 2021-05-01 | 108 | 1 | piece(s) | 4028177487277 | PCE |  |  |  | 94032080
8601450 | TS | TS Cross member, for TS, SE, CM, TP, PC, IW, for D: 400/500 mm | TS Cross member, for TS, SE, CM, TP, PC, IW, for D: 400/500 mm | EC000721 | 8601450 | Rittal |  | 70 |  | 7.9 | x |  |  | 12.835 | 2021-05-01 | 114.6 | 2 | piece(s) | 4028177382633 | PK |  |  |  | 94039010
8601680 | TS | TS Cross member, for TS, SE, CM, TP, PC, IW, for D: 600/800 mm | TS Cross member, for TS, SE, CM, TP, PC, IW, for D: 600/800 mm | EC000721 | 8601680 | Rittal |  | 70 |  | 10.4 | x |  |  | 17.859 | 2021-05-01 | 131.4 | 2 | piece(s) | 4028177382640 | PK |  |  |  | 94039010
8601860 | TS | TS Earthquake base/plinth for TS, H: 100 mm, for WD: 800x600 mm | TS Earthquake base/plinth for TS, H: 100 mm, for WD: 800x600 mm | EC000721 | 8601860 | Rittal |  | 100 |  | 15.9 | x |  |  | 68 | 2021-05-01 | 436 | 1 | piece(s) | 4028177413597 | PCE |  |  |  | 94039010
8604000 | VX | VX Baying enclosure system, WHD: 600x2000x400 mm, single door | VX Baying enclosure system, WHD: 600x2000x400 mm, sheet steel, with mounting plate, single door at the front | EC000261 | 8604000 | Rittal | 600 | 2000 | 400 | 95.4 | 499 x 1896 | 499 | 1896 | 535.866 | 2021-05-01 | 396 | 1 | piece(s) | 4028177813717 | PCE |  |  |  | 94032080
8605000 | VX | VX Baying enclosure system, WHD: 600x2000x500 mm, single door | VX Baying enclosure system, WHD: 600x2000x500 mm, sheet steel, with mounting plate, single door at the front | EC000261 | 8605000 | Rittal | 600 | 2000 | 500 | 98 | 499 x 1896 | 499 | 1896 | 649.833 | 2021-05-01 | 432 | 1 | piece(s) | 4028177813724 | PCE |  |  |  | 94032080
8606000 | VX | VX Baying enclosure system, WHD: 600x2000x600 mm, single door | VX Baying enclosure system, WHD: 600x2000x600 mm, sheet steel, with mounting plate, single door at the front | EC000261 | 8606000 | Rittal | 600 | 2000 | 600 | 101 | 499 x 1896 | 499 | 1896 | 772.443 | 2021-05-01 | 442 | 1 | piece(s) | 4028177813731 | PCE |  |  |  | 94032080
8608000 | VX | VX Baying enclosure system, WHD: 600x2000x800 mm, single door | VX Baying enclosure system, WHD: 600x2000x800 mm, sheet steel, with mounting plate, single door at the front | EC000261 | 8608000 | Rittal | 600 | 2000 | 800 | 106 | 499 x 1896 | 499 | 1896 | 1025.703 | 2021-05-01 | 496 | 1 | piece(s) | 4028177813748 | PCE |  |  |  | 94032080
8609140 | TS | TS Module panel, for 24-pole connectors | TS Module panel, for 24-pole connectors | EC000211 | 8609140 | Rittal |  |  |  | 0.76 | x |  |  | 0.765 | 2021-05-01 | 11 | 1 | piece(s) | 4028177211766 | PCE |  |  |  | 73269098
8609150 | TS | TS Module panel, for 16-pole connectors | TS Module panel, for 16-pole connectors | EC000211 | 8609150 | Rittal |  |  |  | 0.78 | x |  |  | 0.735 | 2021-05-01 | 11 | 1 | piece(s) | 4028177211773 | PCE |  |  |  | 73269098
8609160 | TS | TS Module panel, closed | TS Module panel, closed | EC000211 | 8609160 | Rittal |  |  |  | 0.98 | x |  |  | 0.758 | 2021-05-01 | 6.57 | 1 | piece(s) | 4028177211780 | PCE |  |  |  | 94039010
8609170 | TS | TS Module panel, for cable entry | TS Module panel, for cable entry | EC000211 | 8609170 | Rittal |  |  |  | 1.5 | x |  |  | 4.767 | 2021-05-01 | 19.9 | 1 | piece(s) | 4028177211797 | PCE |  |  |  | 94039010
8609200 | VX | VX Divider panel, HD: 1800x400 mm | VX Divider panel, for HD: 1800x400 mm | EC002525 | 8609200 | Rittal |  |  |  | 8 | x |  |  | 29.37 | 2021-05-01 | 45.9 | 1 | piece(s) | 4028177817746 | PCE |  |  |  | 94039010
8609201 | VX | VX Divider panel, HD: 1800x500 mm | VX Divider panel, for HD: 1800x500 mm | EC002525 | 8609201 | Rittal |  |  |  | 10 | x |  |  | 41.608 | 2021-05-01 | 54.5 | 1 | piece(s) | 4028177817753 | PCE |  |  |  | 94039010
8609202 | VX | VX Divider panel, HD: 1800x600 mm | VX Divider panel, for HD: 1800x600 mm | EC002525 | 8609202 | Rittal |  |  |  | 12.5 | x |  |  | 56.604 | 2021-05-01 | 63 | 1 | piece(s) | 4028177817760 | PCE |  |  |  | 94039010
8609203 | VX | VX Divider panel, HD: 2000x400 mm | VX Divider panel, for HD: 2000x400 mm | EC002525 | 8609203 | Rittal |  |  |  | 8.92 | x |  |  | 32.505 | 2021-05-01 | 57.6 | 1 | piece(s) | 4028177817777 | PCE |  |  |  | 94039010
8609204 | VX | VX Divider panel, HD: 2000x500 mm | VX Divider panel, for HD: 2000x500 mm | EC002525 | 8609204 | Rittal |  |  |  | 11 | x |  |  | 46.591 | 2021-05-01 | 63 | 1 | piece(s) | 4028177817784 | PCE |  |  |  | 94039010
8609205 | VX | VX Divider panel, HD: 2000x600 mm | VX Divider panel, for HD: 2000x600 mm | EC002525 | 8609205 | Rittal |  |  |  | 14 | x |  |  | 58.262 | 2021-05-01 | 68.4 | 1 | piece(s) | 4028177817791 | PCE |  |  |  | 94039010
8609206 | VX | VX Divider panel, HD: 2000x800 mm | VX Divider panel, for HD: 2000x800 mm | EC002525 | 8609206 | Rittal |  |  |  | 19 | x |  |  | 78.753 | 2021-05-01 | 79.9 | 1 | piece(s) | 4028177817807 | PCE |  |  |  | 94039010
8609207 | VX | VX Divider panel, HD: 2200x600 mm | VX Divider panel, for HD: 2200x600 mm | EC002525 | 8609207 | Rittal |  |  |  | 15.5 | x |  |  | 63.547 | 2021-05-01 | 74 | 1 | piece(s) | 4028177817814 | PCE |  |  |  | 94039010
8609210 | VX | VX Divider panel for module plates, HD: 1800x500 mm | VX Divider panel for module plates, for HD: 1800x500 mm | EC002525 | 8609210 | Rittal |  |  |  | 6.5 | x |  |  | 38.27 | 2021-05-01 | 63.1 | 1 | piece(s) | 4028177817821 | PCE |  |  |  | 94039010
8609211 | VX | VX Divider panel for module plates, HD: 1800x600 mm | VX Divider panel for module plates, for HD: 1800x600 mm | EC002525 | 8609211 | Rittal |  |  |  | 9.5 | x |  |  | 55.224 | 2021-05-01 | 69.1 | 1 | piece(s) | 4028177817838 | PCE |  |  |  | 94039010
8609212 | VX | VX Divider panel for module plates, HD: 2000x500 mm | VX Divider panel for module plates, for HD: 2000x500 mm | EC002525 | 8609212 | Rittal |  |  |  | 7.6 | x |  |  | 47.916 | 2021-05-01 | 65.6 | 1 | piece(s) | 4028177817845 | PCE |  |  |  | 94039010
8609213 | VX | VX Divider panel for module plates, HD: 2000x600 mm | VX Divider panel for module plates, for HD: 2000x600 mm | EC002525 | 8609213 | Rittal |  |  |  | 11 | x |  |  | 64.152 | 2021-05-01 | 73.3 | 1 | piece(s) | 4028177817852 | PCE |  |  |  | 94039010
8609220 | VX | VX Cover with door, HD: 2000x500 mm | VX Cover with door, for HD: 2000x500 mm | EC000744 | 8609220 | Rittal | 202.7 | 1998 | 499 | 46.3 | x |  |  | 248.436 | 2021-05-01 | 320 | 1 | piece(s) | 4028177921672 | PCE |  |  |  | 94039010
8609230 | VX | VX Cover with door, HD: 2000x600 mm | VX Cover with door, for HD: 2000x600 mm | EC000744 | 8609230 | Rittal | 202.7 | 1998 | 499 | 50.5 | x |  |  | 299.088 | 2021-05-01 | 352 | 1 | piece(s) | 4028177921689 | PCE |  |  |  | 94039010
8609390 | TS | TS Module panel, with cable entry grommet, for WD: 1800x400 mm | TS Module panel, with cable entry grommet, for WD: 1800x400 mm | EC000211 | 8609390 | Rittal |  |  |  | 1.14 | x |  |  | 5.671 | 2021-05-01 | 36.8 | 1 | piece(s) | 4028177576834 | PCE |  |  |  | 94039010
8610605 | TS | TS Glazed door, for TS, TS IT, SE, for WH: 600x2000 mm | TS Glazed door, for TS, TS IT, SE, for WH: 600x2000 mm | EC000747 | 8610605 | Rittal |  |  |  | 15 | x |  |  | 103.936 | 2021-05-01 | 314 | 1 | piece(s) | 4028177693845 | PCE |  |  |  | 94039010
8610685 | TS | TS Glazed door, for TS, TS IT, SE, for WH: 600x1800 mm | TS Glazed door, for TS, TS IT, SE, for WH: 600x1800 mm | EC000747 | 8610685 | Rittal |  |  |  | 13.4 | x |  |  | 88.32 | 2021-05-01 | 280 | 1 | piece(s) | 4028177693821 | PCE |  |  |  | 94039010
8610805 | TS | TS Glazed door, for TS, TS IT, SE, for WH: 800x2000 mm | TS Glazed door, for TS, TS IT, SE, for WH: 800x2000 mm | EC000747 | 8610805 | Rittal |  |  |  | 18 | x |  |  | 208.104 | 2021-05-01 | 344 | 1 | piece(s) | 4028177693852 | PCE |  |  |  | 94039010
8610885 | TS | TS Glazed door, for TS, TS IT, SE, for WH: 800x1800 mm | TS Glazed door, for TS, TS IT, SE, for WH: 800x1800 mm | EC000747 | 8610885 | Rittal |  |  |  | 16.6 | x |  |  | 121.512 | 2021-05-01 | 299 | 1 | piece(s) | 4028177693838 | PCE |  |  |  | 94039010
8611020 | TS | TS Comfort handle, for TS, TS IT, SE, PC, IW, for lock inserts, RAL 7035 | TS Comfort handle, for TS, TS IT, SE, PC, IW, for lock inserts, RAL 7035 | EC000327 | 8611020 | Rittal | 0 | 0 | 0 | 0.74 | x |  |  | 1.076 | 2021-05-01 | 26.8 | 1 | piece(s) | 4028177211872 | PCE |  |  |  | 83024110
8611070 | TS | TS Comfort handle, for TS, TS IT, SE, PC, IW, for semi-cylinder, RAL 7035 | TS Comfort handle, for TS, TS IT, SE, PC, IW, for semi-cylinder, RAL 7035 | EC000327 | 8611070 | Rittal | 0 | 0 | 0 | 0.8 | x |  |  | 1.08 | 2021-05-01 | 26.8 | 1 | piece(s) | 4028177211926 | PCE |  |  |  | 83024110
8611080 | TS | TS Handle adaptor for comfort handle, for glazed door TS, RAL 7035 | TS Handle adaptor for comfort handle, for glazed door TS, RAL 7035 | EC002626 | 8611080 | Rittal |  |  |  | 0.08 | x |  |  | 0.32 | 2021-05-01 | 5.99 | 1 | piece(s) | 4028177211933 | PCE |  |  |  | 83024110
8611100 | TS | TS Lock insert, version F, Die-cast zinc, 7 mm square | TS Lock insert, version F, Die-cast zinc, 7 mm square | EC000743 | 8611100 | Rittal |  |  |  | 0.02 | x |  |  | 0.012 | 2021-05-01 | 1.85 | 1 | piece(s) | 4028177211940 | PCE |  |  |  | 83015000
8611110 | TS | TS Lock insert, version F, Die-cast zinc, 8 mm square | TS Lock insert, version F, Die-cast zinc, 8 mm square | EC000743 | 8611110 | Rittal |  |  |  | 0.02 | x |  |  | 0.008 | 2021-05-01 | 1.85 | 1 | piece(s) | 4028177211957 | PCE |  |  |  | 83015000
8611120 | TS | TS Lock insert, version F, Die-cast zinc, 7 mm triangular | TS Lock insert, version F, Die-cast zinc, 7 mm triangular | EC000743 | 8611120 | Rittal |  |  |  | 0.02 | x |  |  | 0.012 | 2021-05-01 | 1.85 | 1 | piece(s) | 4028177211964 | PCE |  |  |  | 83015000
8611130 | TS | TS Lock insert, version F, Die-cast zinc, 8 mm triangular | TS Lock insert, version F, Die-cast zinc, 8 mm triangular | EC000743 | 8611130 | Rittal |  |  |  | 0.02 | x |  |  | 0.012 | 2021-05-01 | 1.85 | 1 | piece(s) | 4028177211971 | PCE |  |  |  | 83015000
8611140 | TS | TS Lock insert, version F, Die-cast zinc, screwdriver | TS Lock insert, version F, Die-cast zinc, screwdriver | EC000743 | 8611140 | Rittal |  |  |  | 0.02 | x |  |  | 0.012 | 2021-05-01 | 1.79 | 1 | piece(s) | 4028177211988 | PCE |  |  |  | 83015000
8611150 | TS | TS Lock insert, version F, Die-cast zinc, Daimler insert | TS Lock insert, version F, Die-cast zinc, Daimler insert | EC000743 | 8611150 | Rittal |  |  |  | 0.02 | x |  |  | 0.008 | 2021-05-01 | 1.85 | 1 | piece(s) | 4028177211995 | PCE |  |  |  | 83015000
8611160 | TS | TS Lock insert, version F, Die-cast zinc, 3 mm double-bit | TS Lock insert, version F, Die-cast zinc, 3 mm double-bit | EC000743 | 8611160 | Rittal |  |  |  | 0.02 | x |  |  | 0.012 | 2021-05-01 | 1.73 | 1 | piece(s) | 4028177212008 | PCE |  |  |  | 83015000
8611170 | TS | TS Lock insert, version F, Die-cast zinc, Fiat | TS Lock insert, version F, Die-cast zinc, Fiat | EC000743 | 8611170 | Rittal |  |  |  | 0.02 | x |  |  | 0.008 | 2021-05-01 | 1.85 | 1 | piece(s) | 4028177212015 | PCE |  |  |  | 83015000
8611180 | TS | TS Lock insert for handle systems, lock-insert locking Nr. 3524 E | TS Lock insert for handle systems, lock-insert locking Nr. 3524 E | EC000743 | 8611180 | Rittal |  |  |  | 0.04 | x |  |  | 0.044 | 2021-05-01 | 6.2 | 1 | piece(s) | 4028177212022 | PCE |  |  |  | 83016000
8611190 | TS | TS Lock insert for handle systems, push-button insert | TS Lock insert for handle systems, push-button insert | EC000743 | 8611190 | Rittal |  |  |  | 0.029 | x |  |  | 0.018 | 2021-05-01 | 3.53 | 1 | piece(s) | 4028177212039 | PCE |  |  |  | 83015000
8611200 | TS | TS Lock insert for handle systems, push-button and lock-insert | TS Lock insert for handle systems, push-button and lock-insert | EC000743 | 8611200 | Rittal |  |  |  | 0.04 | x |  |  | 0.04 | 2021-05-01 | 7.67 | 1 | piece(s) | 4028177212046 | PCE |  |  |  | 83016000
8611220 | TS | TS Lock insert, version F, Die-cast zinc, 6.5 mm triangular (CNOMO) | TS Lock insert, version F, Die-cast zinc, 6.5 mm triangular (CNOMO) | EC000743 | 8611220 | Rittal |  |  |  | 0.02 | x |  |  | 0.012 | 2021-05-01 | 1.85 | 1 | piece(s) | 4028177213128 | PCE |  |  |  | 83015000
8611290 | TS | TS Comfort handle, for TS, TS IT, SE, PC, IW, for padlock and lock inserts | TS Comfort handle, for TS, TS IT, SE, PC, IW, for padlock and lock inserts, RAL 7035 | EC000327 | 8611290 | Rittal | 0 | 0 | 0 | 0.8 | x |  |  | 1.058 | 2021-05-01 | 30.6 | 1 | piece(s) | 4028177232822 | PCE |  |  |  | 83024110
8611300 | PC | PC Handle adaptor for comfort handle, for design door IW and PC, lower door | PC Handle adaptor for comfort handle, for design door IW and PC, lower door, RAL 7035 | EC002626 | 8611300 | Rittal |  |  |  | 0.06 | x |  |  | 0.195 | 2021-05-01 | 5.81 | 1 | piece(s) | 4028177231597 | PCE |  |  |  | 73182900
8611330 | TS | TS Comfort handle, for TS, TS IT, SE, PC, IW | TS Comfort handle, for TS, TS IT, SE, PC, IW, for lock inserts, matt chrome | EC000327 | 8611330 | Rittal | 0 | 0 | 0 | 0.7 | x |  |  | 1.091 | 2021-05-01 | 36.3 | 1 | piece(s) | 4028177243026 | PCE |  |  |  | 83024110
8611340 | TS | TS Comfort handle, for TS, TS IT, SE, PC, IW | TS Comfort handle, for TS, TS IT, SE, PC, IW, for semi-cylinder, matt chrome | EC000327 | 8611340 | Rittal | 0 | 0 | 0 | 0.76 | x |  |  | 1.109 | 2021-05-01 | 36.3 | 1 | piece(s) | 4028177243033 | PCE |  |  |  | 83024110
8611350 | TS | TS Comfort handle, for TS, TS IT, SE, PC, IW, for lock inserts, RAL 9005 | TS Comfort handle, for TS, TS IT, SE, PC, IW, for lock inserts, RAL 9005 | EC000327 | 8611350 | Rittal | 0 | 0 | 0 | 0.7 | x |  |  | 1.058 | 2021-05-01 | 30.3 | 1 | piece(s) | 4028177300446 | PCE |  |  |  | 83024110
8611360 | TS | TS Comfort handle, for TS, TS IT, SE, PC, IW, for semi-cylinder, RAL 9005 | TS Comfort handle, for TS, TS IT, SE, PC, IW, for semi-cylinder, RAL 9005 | EC000327 | 8611360 | Rittal | 0 | 0 | 0 | 0.7 | x |  |  | 1.069 | 2021-05-01 | 30.3 | 1 | piece(s) | 4028177300439 | PCE |  |  |  | 83024110
8612000 | TS | TS TS punched section with mounting flange, 17 x 73 mm | TS TS punched section with mounting flange, 17 x 73 mm, for inner mounting level: for W/D: 1000 mm, L: 990 mm | EC002625 | 8612000 | Rittal |  |  |  | 4.432 | x |  |  | 0 | 2021-05-01 | 62.2 | 4 | piece(s) | 4028177212053 | PK |  |  |  | 73269098
8612020 | TS | TS TS punched section with mounting flange, 17 x 73 mm | TS TS punched section with mounting flange, 17 x 73 mm, for inner mounting level: for W/D: 1200 mm, L: 1190 mm | EC002625 | 8612020 | Rittal |  |  |  | 5.4 | x |  |  | 1.65 | 2021-05-01 | 71.2 | 4 | piece(s) | 4028177212060 | PK |  |  |  | 73269098
8612030 | TS | TS TS punched section with mounting flange, 17 x 73 mm | TS TS punched section with mounting flange, 17 x 73 mm, for inner mounting level: for W/D: 300 mm, for door width: 400 mm, L: 290 mm | EC002625 | 8612030 | Rittal |  |  |  | 1.352 | x |  |  | 0.419 | 2021-05-01 | 21.1 | 4 | piece(s) | 4028177611504 | PK |  |  |  | 73269098
8612040 | TS | TS TS punched section with mounting flange, 17 x 73 mm | TS TS punched section with mounting flange, 17 x 73 mm, for inner mounting level: for W/D: 400 mm, for door width: 500 mm, L: 390 mm | EC002625 | 8612040 | Rittal |  |  |  | 1.748 | x |  |  | 0.585 | 2021-05-01 | 26.1 | 4 | piece(s) | 4028177212077 | PK |  |  |  | 73269098
8612050 | TS | TS TS punched section with mounting flange, 17 x 73 mm | TS TS punched section with mounting flange, 17 x 73 mm, for inner mounting level: for W/D: 500 mm, for door width: 600 mm, L: 490 mm | EC002625 | 8612050 | Rittal |  |  |  | 2.264 | x |  |  | 0.787 | 2021-05-01 | 31.1 | 4 | piece(s) | 4028177212084 | PK |  |  |  | 73269098
8612060 | TS | TS TS punched section with mounting flange, 17 x 73 mm | TS TS punched section with mounting flange, 17 x 73 mm, for inner mounting level: for W/D: 600 mm, L: 590 mm | EC002625 | 8612060 | Rittal |  |  |  | 2.648 | x |  |  | 0 | 2021-05-01 | 37 | 4 | piece(s) | 4028177212091 | PK |  |  |  | 73269098
8612080 | TS | TS TS punched section with mounting flange, 17 x 73 mm | TS TS punched section with mounting flange, 17 x 73 mm, for inner mounting level: for W/D: 800 mm, for door width: 900 mm, L: 790 mm | EC002625 | 8612080 | Rittal |  |  |  | 3.584 | x |  |  | 0 | 2021-05-01 | 45.4 | 4 | piece(s) | 4028177212107 | PK |  |  |  | 73269098
8612100 | TS | TS TS punched section with mounting flange, 17 x 73 mm | TS TS punched section with mounting flange, 17 x 73 mm, for outer mounting level: W/D: 1000 mm, L: 940 mm | EC002625 | 8612100 | Rittal |  |  |  | 4.3 | x |  |  | 0 | 2021-05-01 | 61.7 | 4 | piece(s) | 4028177212114 | PK |  |  |  | 73269098
8612120 | TS | TS TS punched section with mounting flange, 17 x 73 mm | TS TS punched section with mounting flange, 17 x 73 mm, for outer mounting level: W/D: 1200 mm, L: 1140 mm | EC002625 | 8612120 | Rittal |  |  |  | 5.132 | x |  |  | 0 | 2021-05-01 | 71 | 4 | piece(s) | 4028177212121 | PK |  |  |  | 73269098
8612130 | TS | TS TS punched section with mounting flange, 17 x 73 mm | TS TS punched section with mounting flange, 17 x 73 mm, for outer mounting level: W/D: 300 mm, L: 240 mm | EC002625 | 8612130 | Rittal |  |  |  | 1.112 | x |  |  | 0.344 | 2021-05-01 | 20.9 | 4 | piece(s) | 4028177500327 | PK |  |  |  | 73269098
8612140 | TS | TS TS punched section with mounting flange, 17 x 73 mm | TS TS punched section with mounting flange, 17 x 73 mm, for outer mounting level: W/D: 400 mm, L: 340 mm | EC002625 | 8612140 | Rittal |  |  |  | 1.588 | x |  |  | 0 | 2021-05-01 | 25.9 | 4 | piece(s) | 4028177212138 | PK |  |  |  | 73269098
8612150 | TS | TS TS punched section with mounting flange, 17 x 73 mm | TS TS punched section with mounting flange, 17 x 73 mm, for outer mounting level: W/D: 500 mm, L: 440 mm | EC002625 | 8612150 | Rittal |  |  |  | 1.992 | x |  |  | 0.66 | 2021-05-01 | 30.9 | 4 | piece(s) | 4028177212145 | PK |  |  |  | 73269098
8612160 | TS | TS TS punched section with mounting flange, 17 x 73 mm | TS TS punched section with mounting flange, 17 x 73 mm, for outer mounting level: W/D: 600 mm, L: 540 mm | EC002625 | 8612160 | Rittal |  |  |  | 2.452 | x |  |  | 0 | 2021-05-01 | 36.5 | 4 | piece(s) | 4028177212152 | PK |  |  |  | 73269098
8612180 | TS | TS TS punched section with mounting flange, 17 x 73 mm | TS TS punched section with mounting flange, 17 x 73 mm, for outer mounting level: W/D: 800 mm, L: 740 mm | EC002625 | 8612180 | Rittal |  |  |  | 3.372 | x |  |  | 0 | 2021-05-01 | 44.6 | 4 | piece(s) | 4028177212169 | PK |  |  |  | 73269098
8612400 | TS | Mounting plate, locatable | TS Mounting plate, locatable | EC000213 | 8612400 | Rittal | 141.5 | 120 | 0 | 0.868 | x |  |  | 0.057 | 2021-05-01 | 20.7 | 4 | piece(s) | 4028177230880 | PK |  |  |  | 73269098
8612410 | TS | Mounting plate, for screw fastening, large | TS Mounting plate, for screw fastening, large | EC000213 | 8612410 | Rittal | 118 | 118 | 0 | 0.676 | x |  |  | 0.028 | 2021-05-01 | 17.7 | 4 | piece(s) | 4028177230897 | PK |  |  |  | 73269098
8612500 | DK | DK TS punched section with mounting flange, 23 x 73 mm | TS punched section with mounting flange, 23 x 73 mm, for inner mounting level: W/D: 1000 mm | EC002625 | 8612500 | Rittal |  |  |  | 4.464 | x |  |  | 2.497 | 2021-05-01 | 56.3 | 4 | piece(s) | 4028177331051 | PK |  |  |  | 73269098
8612520 | TS | TS TS punched section with mounting flange, 23 x 73 mm | TS TS punched section with mounting flange, 23 x 73 mm, for inner mounting level: W/D: 1200 mm | EC002625 | 8612520 | Rittal |  |  |  | 5.396 | x |  |  | 2.922 | 2021-05-01 | 67.5 | 4 | piece(s) | 4028177370555 | PK |  |  |  | 73269098
8612560 | TS | TS TS punched section with mounting flange, 23 x 73 mm | TS TS punched section with mounting flange, 23 x 73 mm, for inner mounting level: W/D: 600 mm | EC002625 | 8612560 | Rittal |  |  |  | 2.764 | x |  |  | 0 | 2021-05-01 | 38.5 | 4 | piece(s) | 4028177237391 | PK |  |  |  | 73269098
8612580 | TS | TS TS punched section with mounting flange, 23 x 73 mm | TS TS punched section with mounting flange, 23 x 73 mm, for inner mounting level: W/D: 800 mm | EC002625 | 8612580 | Rittal |  |  |  | 3.624 | x |  |  | 1.8 | 2021-05-01 | 48 | 4 | piece(s) | 4028177237407 | PK |  |  |  | 73269098
8612960 | TS | TS Support rail 65 x 42 mm, for TS, SE, for W: 600 mm | TS Support rail 65 x 42 mm, for TS, SE, for W: 600 mm | EC001285 | 8612960 | Rittal |  |  |  | 7.77 | x |  |  | 1.569 | 2021-05-01 | 46.3 | 2 | piece(s) | 4028177522862 | PK |  |  |  | 73269098
8612980 | TS | TS Support rail 65 x 42 mm, for TS, SE, for W: 800 mm | TS Support rail 65 x 42 mm, for TS, SE, for W: 800 mm | EC001285 | 8612980 | Rittal |  |  |  | 10.434 | x |  |  | 2.552 | 2021-05-01 | 54 | 2 | piece(s) | 4028177522886 | PK |  |  |  | 73269098
8613151 | VX | VX Slide rail for VX Adaptor section, two-sided-mounting, for D: 500 mm | VX Slide rail for VX Adaptor section, two-sided-mounting, for D: 500 mm | EC002620 | 8613151 | Rittal |  |  |  | 4.96 | x |  |  | 0 | 2021-05-01 | 52.5 | 10 | piece(s) | 4028177938984 | PK |  |  |  | 73269098
8613161 | VX | VX Slide rail for VX Adaptor section, two-sided-mounting, for D: 600 mm | VX Slide rail for VX Adaptor section, two-sided-mounting, for D: 600 mm | EC002620 | 8613161 | Rittal |  |  |  | 6.3 | x |  |  | 0 | 2021-05-01 | 54.6 | 10 | piece(s) | 4028177938991 | PK |  |  |  | 73269098
8613181 | VX | VX Slide rail for VX Adaptor section, two-sided-mounting, for D: 800 mm | VX Slide rail for VX Adaptor section, two-sided-mounting, for D: 800 mm | EC002620 | 8613181 | Rittal |  |  |  | 8.82 | x |  |  | 0 | 2021-05-01 | 57.7 | 10 | piece(s) | 4028177939004 | PK |  |  |  | 73269098
8615000 | VX | VX Baying enclosure system, WHD: 600x1200x500 mm, single door | VX Baying enclosure system, WHD: 600x1200x500 mm, sheet steel, with mounting plate, single door at the front | EC000261 | 8615000 | Rittal | 600 | 1200 | 500 | 66 | 499 x 1096 | 499 | 1096 | 391.193 | 2021-05-01 | 366 | 1 | piece(s) | 4028177813755 | PCE |  |  |  | 94032080
8617000 | VX | VX Punched section 18 x 64 mm, for outer mounting level | VX Punched section, with mounting flange 18 x 64 mm, for outer mounting level | EC002625 | 8617000 | Rittal |  |  |  | 1.15 | x |  |  | 0.576 | 2021-05-01 | 19.9 | 4 | piece(s) | 4028177829039 | PK |  |  |  | 94039010
8617010 | VX | VX Punched section 18 x 64 mm, for outer mounting level | VX Punched section, with mounting flange 18 x 64 mm, for outer mounting level | EC002625 | 8617010 | Rittal |  |  |  | 1.59 | x |  |  | 3.06 | 2021-05-01 | 24.7 | 4 | piece(s) | 4028177829046 | PK |  |  |  | 94039010
8617020 | VX | VX Punched section 18 x 64 mm, for outer mounting level | VX Punched section, with mounting flange 18 x 64 mm, for outer mounting level | EC002625 | 8617020 | Rittal |  |  |  | 2.07 | x |  |  | 0.66 | 2021-05-01 | 29.4 | 4 | piece(s) | 4028177829053 | PK |  |  |  | 94039010
8617030 | VX | VX Punched section 18 x 64 mm, for outer mounting level | VX Punched section, with mounting flange 18 x 64 mm, for outer mounting level | EC002625 | 8617030 | Rittal |  |  |  | 2.45 | x |  |  | 0.688 | 2021-05-01 | 34.8 | 4 | piece(s) | 4028177829060 | PK |  |  |  | 94039010
8617040 | VX | VX Punched section 18 x 64 mm, for outer mounting level | VX Punched section, with mounting flange 18 x 64 mm, for outer mounting level | EC002625 | 8617040 | Rittal |  |  |  | 3.56 | x |  |  | 0.93 | 2021-05-01 | 42.6 | 4 | piece(s) | 4028177829077 | PK |  |  |  | 94039010
8617050 | VX | VX Punched section 18 x 64 mm, for outer mounting level | VX Punched section, with mounting flange 18 x 64 mm, for outer mounting level | EC002625 | 8617050 | Rittal |  |  |  | 4.52 | x |  |  | 1.164 | 2021-05-01 | 58.9 | 4 | piece(s) | 4028177829084 | PK |  |  |  | 94039010
8617060 | VX | VX Punched section 18 x 64 mm, for outer mounting level | VX Punched section, with mounting flange 18 x 64 mm, for outer mounting level | EC002625 | 8617060 | Rittal |  |  |  | 5.42 | x |  |  | 1.454 | 2021-05-01 | 67.7 | 4 | piece(s) | 4028177829091 | PK |  |  |  | 94039010
8617100 | VX | VX Punched section 23 x 64 mm, for inner mounting level | VX Punched section, with mounting flange 23 x 64 mm, for inner mounting level | EC002625 | 8617100 | Rittal |  |  |  | 1.12 | x |  |  | 0.419 | 2021-05-01 | 24.3 | 4 | piece(s) | 4028177829107 | PK |  |  |  | 94039010
8617110 | VX | VX Punched section 23 x 64 mm, for inner mounting level | VX Punched section, with mounting flange 23 x 64 mm, for inner mounting level | EC002625 | 8617110 | Rittal |  |  |  | 1.53 | x |  |  | 0.68 | 2021-05-01 | 28.5 | 4 | piece(s) | 4028177829114 | PK |  |  |  | 94039010
8617120 | VX | VX Punched section 23 x 64 mm, for inner mounting level, B/H/T: 500 mm | VX Punched section, with mounting flange 23 x 64 mm, for inner mounting level, for W/H/D: 500 mm | EC002625 | 8617120 | Rittal |  |  |  | 1.97 | x |  |  | 0.825 | 2021-05-01 | 29.2 | 4 | piece(s) | 4028177829121 | PK |  |  |  | 94039010
8617130 | VX | VX Punched section 23 x 64 mm, for inner mounting level, B/H/T: 600 mm | VX Punched section, with mounting flange 23 x 64 mm, for inner mounting level, for W/H/D: 600 mm | EC002625 | 8617130 | Rittal |  |  |  | 2.42 | x |  |  | 1.08 | 2021-05-01 | 34 | 4 | piece(s) | 4028177829138 | PK |  |  |  | 94039010
8617140 | VX | VX Punched section 23 x 64 mm, for inner mounting level, B/H/T: 800 mm | VX Punched section, with mounting flange 23 x 64 mm, for inner mounting level, for W/H/D: 800 mm | EC002625 | 8617140 | Rittal |  |  |  | 3.42 | x |  |  | 1.572 | 2021-05-01 | 43.7 | 4 | piece(s) | 4028177829145 | PK |  |  |  | 94039010
8617150 | VX | VX Punched section 23 x 64 mm, for inner mounting level | VX Punched section, with mounting flange 23 x 64 mm, for inner mounting level | EC002625 | 8617150 | Rittal |  |  |  | 4.22 | x |  |  | 0.492 | 2021-05-01 | 63.2 | 4 | piece(s) | 4028177829152 | PK |  |  |  | 94039010
8617160 | VX | VX Punched section 23 x 64 mm, for inner mounting level | VX Punched section, with mounting flange 23 x 64 mm, for inner mounting level | EC002625 | 8617160 | Rittal |  |  |  | 5.12 | x |  |  | 0.668 | 2021-05-01 | 72 | 4 | piece(s) | 4028177829169 | PK |  |  |  | 94039010
8617170 | VX | VX Punched section 23 x 64 mm, for inner mounting level | VX Punched section, with mounting flange 23 x 64 mm, for inner mounting level | EC002625 | 8617170 | Rittal |  |  |  | 5.8 | x |  |  | 0 | 2021-05-01 | 82 | 4 | piece(s) | 4028177829176 | PK |  |  |  | 94039010
8617180 | VX | VX Punched section 23 x 64 mm, for inner mounting level | VX Punched section, with mounting flange 23 x 64 mm, for inner mounting level | EC002625 | 8617180 | Rittal |  |  |  | 6.92 | x |  |  | 0.95 | 2021-05-01 | 95.5 | 4 | piece(s) | 4028177829183 | PK |  |  |  | 94039010
8617190 | VX | VX Punched section 23 x 64 mm, for inner mounting level | VX Punched section, with mounting flange 23 x 64 mm, for inner mounting level | EC002625 | 8617190 | Rittal |  |  |  | 7.8 | x |  |  | 1.242 | 2021-05-01 | 108.4 | 4 | piece(s) | 4028177829190 | PK |  |  |  | 94039010
8617200 | VX | VX Punched section 23 x 64 mm, for inner mounting level | VX Punched section, with mounting flange 23 x 64 mm, for inner mounting level | EC002625 | 8617200 | Rittal |  |  |  | 8.38 | x |  |  | 1.258 | 2021-05-01 | 122.2 | 4 | piece(s) | 4028177829206 | PK |  |  |  | 94039010
8617210 | VX | VX Punched section 23 x 64 mm, for inner mounting level | VX Punched section, with mounting flange 23 x 64 mm, for inner mounting level | EC002625 | 8617210 | Rittal |  |  |  | 9.52 | x |  |  | 1.481 | 2021-05-01 | 136.1 | 4 | piece(s) | 4028177829213 | PK |  |  |  | 94039010
8617351 | VX | VX Mounting plate attachment, type B | VX Mounting plate attachment, type B, sheet steel | EC002620 | 8617351 | Rittal |  |  |  | 1.53 | x |  |  | 0.085 | 2021-05-01 | 16.8 | 10 | piece(s) | 4028177927018 | PK |  |  |  | 73269098
8617352 | VX | VX Mounting plate attachment, type C | VX Mounting plate attachment, type C, sheet steel | EC002620 | 8617352 | Rittal |  |  |  | 0.6 | x |  |  | 0.07 | 2021-05-01 | 15.3 | 10 | piece(s) | 4028177927063 | PK |  |  |  | 73269098
8617353 | VX | VX Partial mounting plate holder: 1000 mm | VX mounting plate fastener, type A | EC002620 | 8617353 | Rittal |  |  |  | 0.68 | x |  |  | 0 | 2021-05-01 | 21 | 5 | piece(s) | 4028177940413 | PK |  |  |  | 73269098
8617360 | VX | VX Mounting kit, f. mounting plates back-to-back | VX Mounting kit, for mounting plates back-to-back | EC002625 | 8617360 | Rittal |  |  |  | 0.542 | x |  |  | 0.968 | 2021-05-01 | 26.7 | 1 | piece(s) | 4028177921696 | PCE |  |  |  | 73269098
8617370 | VX | VX Multifunction mounting kit, f. mounting plate | VX Multifunction mounting kit, for mounting plate | EC002625 | 8617370 | Rittal |  |  |  | 0.805 | x |  |  | 1.474 | 2021-05-01 | 26.7 | 1 | piece(s) | 4028177924437 | PCE |  |  |  | 73269098
8617400 | VX | VX Slide rail, for mounting plate, f.W: 600 mm | VX Slide rail, for mounting plate, for W: 600 mm | EC002620 | 8617400 | Rittal |  |  |  | 3 | x |  |  | 3.875 | 2021-05-01 | 35.9 | 2 | piece(s) | 4028177921139 | PK |  |  |  | 73269098
8617401 | VX | VX Slide rail, for mounting plate, f. W: 800 mm | VX Slide rail, for mounting plate, for W: 800 mm | EC002620 | 8617401 | Rittal |  |  |  | 4.02 | x |  |  | 4.131 | 2021-05-01 | 39.3 | 2 | piece(s) | 4028177921122 | PK |  |  |  | 73269098
8617402 | VX | VX Slide rail, for mounting plate, f. W: 1200 mm | VX Slide rail, for mounting plate, for W: 1200 mm | EC002620 | 8617402 | Rittal |  |  |  | 6 | x |  |  | 7.623 | 2021-05-01 | 45.9 | 2 | piece(s) | 4028177921115 | PK |  |  |  | 73269098
8617500 | VX | VX Baying bracket | VX Baying bracket, internal | EC002622 | 8617500 | Rittal | 0 | 0 |  | 1.47 | x |  |  | 0.816 | 2021-05-01 | 18 | 6 | piece(s) | 4028177919327 | PK |  |  |  | 83024900
8617501 | VX | VX Baying block | VX Baying block, internal | EC002622 | 8617501 | Rittal | 0 | 0 |  | 0.978 | x |  |  | 0.037 | 2021-05-01 | 18 | 6 | piece(s) | 4028177919334 | PK |  |  |  | 76169990
8617502 | VX | VX Baying connector, external, sheet steel | VX Baying connector, external, sheet steel, zinc-plated | EC002622 | 8617502 | Rittal | 0 | 0 |  | 0.942 | x |  |  | 1.067 | 2021-05-01 | 16.3 | 6 | piece(s) | 4028177919341 | PK |  |  |  | 76169990
8617503 | VX | VX Baying connector, external, stainless steel | VX Baying connector, external, stainless steel, 1.4301 | EC002622 | 8617503 | Rittal | 0 | 0 |  | 0.96 | x |  |  | 0.028 | 2021-05-01 | 26.1 | 6 | piece(s) | 4028177919358 | PK |  |  |  | 76169990
8617505 | VX | VX baying kit for VX / TS | VX baying kit for VX / TS | EC002622 | 8617505 | Rittal | 0 | 0 |  | 1.6 | x |  |  | 7.14 | 2021-05-01 | 34.8 | 1 | piece(s) | 4028177930889 | PCE |  |  |  | 73269098
8617506 | VX | VX Quick-fit baying clamps | VX Quick-fit baying clamps | EC002622 | 8617506 | Rittal | 0 | 0 |  | 0.708 | x |  |  | 0.101 | 2021-05-01 | 12.6 | 6 | piece(s) | 4028177942332 | PK |  |  |  | 83024900
8617507 | VX | VX Baying seal | VX Baying seal | EC002626 | 8617507 | Rittal | 0 | 0 |  | 0.66 | x |  |  | 4.41 | 2021-05-01 | 10.5 | 1 | piece(s) | 4028177947214 | PCE |  |  |  | 40094100
8617508 | VX | VX angular baying bracket | VX angular baying bracket | EC002622 | 8617508 | Rittal | 0 | 0 |  | 1.05 | x |  |  | 0.496 | 2021-05-01 | 14.7 | 4 | piece(s) | 4028177957633 | PK |  |  |  | 83024900
8617510 | VX | VX Partial mounting plate, dimens.: 500x300 mm | VX Partial mounting plate, dimensions: 500x300 mm | EC000213 | 8617510 | Rittal | 500 | 0 | 300 | 4.42 | x |  |  | 6.63 | 2021-05-01 | 26.2 | 1 | piece(s) | 4028177919365 | PCE |  |  |  | 94039010
8617520 | VX | VX Partial mounting plate, dimens.: 500x400 mm | VX Partial mounting plate, dimensions: 500x400 mm | EC000213 | 8617520 | Rittal | 500 | 0 | 400 | 5.66 | x |  |  | 9.639 | 2021-05-01 | 27.8 | 1 | piece(s) | 4028177919372 | PCE |  |  |  | 94039010
8617530 | VX | VX Partial mounting plate, dimens.: 500x500 mm | VX Partial mounting plate, dimensions: 500x500 mm | EC000213 | 8617530 | Rittal | 500 | 0 | 500 | 6.38 | x |  |  | 11.819 | 2021-05-01 | 30.9 | 1 | piece(s) | 4028177919389 | PCE |  |  |  | 94039010
8617540 | VX | VX Partial mounting plate, dimens.: 500x700 mm | VX Partial mounting plate, dimensions: 500x700 mm | EC000213 | 8617540 | Rittal | 500 | 0 | 700 | 9.22 | x |  |  | 18.36 | 2021-05-01 | 35.3 | 1 | piece(s) | 4028177919396 | PCE |  |  |  | 94039010
8617550 | VX | VX Partial mounting plate, dimens.: 500x775 mm | VX Partial mounting plate, dimensions: 500x775 mm | EC000213 | 8617550 | Rittal | 500 | 0 | 775 | 9.84 | x |  |  | 20.67 | 2021-05-01 | 35.9 | 1 | piece(s) | 4028177919402 | PCE |  |  |  | 94032080
8617560 | VX | VX Partial mounting plate, dimens.: 700x300 mm | VX Partial mounting plate, dimensions: 700x300 mm | EC000213 | 8617560 | Rittal | 700 | 0 | 300 | 5.78 | x |  |  | 9.541 | 2021-05-01 | 30.5 | 1 | piece(s) | 4028177919419 | PCE |  |  |  | 94039010
8617570 | VX | VX Partial mounting plate, dimens.: 700x400 mm | VX Partial mounting plate, dimensions: 700x400 mm | EC000213 | 8617570 | Rittal | 700 | 0 | 400 | 7.44 | x |  |  | 10.437 | 2021-05-01 | 33.3 | 1 | piece(s) | 4028177919426 | PCE |  |  |  | 94039010
8617580 | VX | VX Partial mounting plate, dimens.: 700x700 mm | VX Partial mounting plate, dimensions: 700x700 mm | EC000213 | 8617580 | Rittal | 700 | 0 | 700 | 11.9 | x |  |  | 22.842 | 2021-05-01 | 45.5 | 1 | piece(s) | 4028177919433 | PCE |  |  |  | 94039010
8617590 | VX | VX Partial mounting plate, dimens.: 900x300 mm | VX Partial mounting plate, dimensions: 900x300 mm | EC000213 | 8617590 | Rittal | 900 | 0 | 300 | 6.74 | x |  |  | 16 | 2021-05-01 | 33.7 | 1 | piece(s) | 4028177919440 | PCE |  |  |  | 94032080
8617600 | VX | VX Partial mounting plate, dimens.: 900x400 mm | VX Partial mounting plate, dimensions: 900x400 mm | EC000213 | 8617600 | Rittal | 900 | 0 | 400 | 8.81 | x |  |  | 17.199 | 2021-05-01 | 42.7 | 1 | piece(s) | 4028177919457 | PCE |  |  |  | 94032080
8617610 | VX | VX Partial mounting plate, dimens.: 900x500 mm | VX Partial mounting plate, dimensions: 900x500 mm | EC000213 | 8617610 | Rittal | 900 | 0 | 500 | 11.3 | x |  |  | 30 | 2021-05-01 | 47.3 | 1 | piece(s) | 4028177919464 | PCE |  |  |  | 94039010
8617620 | VX | VX Partial mounting plate, dimens.: 1100x300 mm | VX Partial mounting plate, dimensions: 1100x300 mm | EC000213 | 8617620 | Rittal | 1100 | 0 | 300 | 8.6 | x |  |  | 16.128 | 2021-05-01 | 42.7 | 1 | piece(s) | 4028177919471 | PCE |  |  |  | 94032080
8617630 | VX | VX Partial mounting plate, dimens.: 1100x400 mm | VX Partial mounting plate, dimensions: 1100x400 mm | EC000213 | 8617630 | Rittal | 1100 | 0 | 400 | 11 | x |  |  | 21.074 | 2021-05-01 | 48.4 | 1 | piece(s) | 4028177919488 | PCE |  |  |  | 94032080
8617640 | VX | VX Partial mounting plate, dimens.: 1100x500 mm | VX Partial mounting plate, dimensions: 1100x500 mm | EC000213 | 8617640 | Rittal | 1100 | 0 | 500 | 13.2 | x |  |  | 28.6 | 2021-05-01 | 54.5 | 1 | piece(s) | 4028177919495 | PCE |  |  |  | 94039010
8617650 | VX | VX Hinge attachment, f. partial mounting plate | VX Hinge attachment, for partial mounting plate | EC001167 | 8617650 | Rittal |  |  |  | 0.414 | x |  |  | 0.445 | 2021-05-01 | 24.4 | 1 | piece(s) | 4028177919501 | PCE |  |  |  | 73269098
8617655 | VX | VX Partial mounting plate holder, for outer mounting level | VX Partial mounting plate holder, for outer mounting level | EC002625 | 8617655 | Rittal |  |  |  | 0.209 | x |  |  | 0.216 | 2021-05-01 | 13.1 | 1 | piece(s) | 4028177924444 | PCE |  |  |  | 73269098
8617660 | VX | VX Partial assembly plate, dimensions: 500x400 mm | VX Partial assembly plate, dimensions: 500x400 mm | EC000213 | 8617660 | Rittal | 500 | 400 | 0 | 2.32 | x |  |  | 9.45 | 2021-05-01 | 17.9 | 1 | piece(s) | 4028177947207 | PCE |  |  |  | 73269098
8617661 | VX | VX Partial assembly plate, dimensions: 500x600 mm | VX Partial assembly plate, dimensions: 500x600 mm | EC000213 | 8617661 | Rittal | 500 | 600 | 0 | 3.4 | x |  |  | 11.088 | 2021-05-01 | 22.1 | 1 | piece(s) | 4028177947191 | PCE |  |  |  | 73269098
8617662 | VX | VX Partial assembly plate, dimensions: 600x400 mm | VX Partial assembly plate, dimensions: 600x400 mm | EC000213 | 8617662 | Rittal | 600 | 400 | 0 | 2.88 | x |  |  | 11.825 | 2021-05-01 | 21 | 1 | piece(s) | 4028177947184 | PCE |  |  |  | 73269098
8617663 | VX | VX Partial assembly plate, dimensions: 600x600 mm | VX Partial assembly plate, dimensions: 600x600 mm | EC000213 | 8617663 | Rittal | 600 | 600 | 0 | 4.14 | x |  |  | 19.058 | 2021-05-01 | 28.4 | 1 | piece(s) | 4028177947177 | PCE |  |  |  | 73269098
8617664 | VX | VX Partial assembly plate, dimensions: 800x400 mm | VX Partial assembly plate, dimensions: 800x400 mm | EC000213 | 8617664 | Rittal | 800 | 400 | 0 | 3.92 | x |  |  | 17.944 | 2021-05-01 | 24.2 | 1 | piece(s) | 4028177947160 | PCE |  |  |  | 73269098
8617665 | VX | VX Partial assembly plate, dimensions: 800x600 mm | VX Partial assembly plate, dimensions: 800x600 mm | EC000213 | 8617665 | Rittal | 800 | 600 | 0 | 5.76 | x |  |  | 25.988 | 2021-05-01 | 34.7 | 1 | piece(s) | 4028177947153 | PCE |  |  |  | 73269098
8617700 | VX | VX Punched rail 18 x 38 mm, W/D: 400 mm | VX Punched rail 18 x 38 mm, for W/D: 400 mm | EC002625 | 8617700 | Rittal |  |  |  | 1.62 | x |  |  | 0.429 | 2021-05-01 | 14.9 | 4 | piece(s) | 4028177921702 | PK |  |  |  | 73269098
8617710 | VX | VX Punched rail 18 x 38 mm, W/D: 500 mm | VX Punched rail 18 x 38 mm, for W/D: 500 mm | EC002625 | 8617710 | Rittal |  |  |  | 2.06 | x |  |  | 0.352 | 2021-05-01 | 17.5 | 4 | piece(s) | 4028177921719 | PK |  |  |  | 73269098
8617720 | VX | VX Punched rail 18 x 38 mm, W/D: 600 mm | VX Punched rail 18 x 38 mm, for W/D: 600 mm | EC002625 | 8617720 | Rittal |  |  |  | 2.54 | x |  |  | 0.574 | 2021-05-01 | 19.4 | 4 | piece(s) | 4028177921726 | PK |  |  |  | 73269098
8617730 | VX | VX Punched rail 18 x 38 mm, W/D: 800 mm | VX Punched rail 18 x 38 mm, for W/D: 800 mm | EC002625 | 8617730 | Rittal |  |  |  | 3.7 | x |  |  | 0.886 | 2021-05-01 | 26.2 | 4 | piece(s) | 4028177921733 | PK |  |  |  | 73269098
8617750 | SZ | SZ adapter rail for VX compatibility, for H: 1800 mm | SZ adapter rail for VX compatibility, for H: 1800 mm | EC002625 | 8617750 | Rittal |  |  |  | 4.66 | x |  |  | 0 | 2021-05-01 | 29.4 | 4 | piece(s) | 4028177958647 | PK |  |  |  | 73269098
8617751 | SZ | SZ adapter rail for VX compatibility, for H: 2000 mm | SZ adapter rail for VX compatibility, for H: 2000 mm | EC002625 | 8617751 | Rittal |  |  |  | 5.1 | x |  |  | 0 | 2021-05-01 | 32.6 | 4 | piece(s) | 4028177958654 | PK |  |  |  | 73269098
8617760 | SZ | SZ adapter rail for VX compatibility, Length: 200 mm | SZ adapter rail for VX compatibility, Length: 200 mm | EC002625 | 8617760 | Rittal |  |  |  | 2.36 | x |  |  | 0.145 | 2021-05-01 | 11.6 | 4 | piece(s) | 4028177958630 | PK |  |  |  | 73269098
8617800 | VX | VX Support rail 48 x 26 mm, W: 600 mm | VX Support rail 48 x 26 mm, for W: 600 mm | EC001285 | 8617800 | Rittal |  |  |  | 2.96 | x |  |  | 1.19 | 2021-05-01 | 33.8 | 2 | piece(s) | 4028177919518 | PK |  |  |  | 73269098
8617810 | VX | VX Support rail 48 x 26 mm, W: 800 mm | VX Support rail 48 x 26 mm, for W: 800 mm | EC001285 | 8617810 | Rittal |  |  |  | 3.86 | x |  |  | 2.912 | 2021-05-01 | 39.2 | 2 | piece(s) | 4028177919525 | PK |  |  |  | 73269098
8617820 | VX | VX Support rail 48 x 26 mm, W: 1000 mm | VX Support rail 48 x 26 mm, for W: 1000 mm | EC001285 | 8617820 | Rittal |  |  |  | 4.84 | x |  |  | 1.887 | 2021-05-01 | 46.9 | 2 | piece(s) | 4028177919532 | PK |  |  |  | 73269098
8617830 | VX | VX Support rail 48 x 26 mm, W: 1200 mm | VX Support rail 48 x 26 mm, for W: 1200 mm | EC001285 | 8617830 | Rittal |  |  |  | 5.7 | x |  |  | 2.283 | 2021-05-01 | 55.6 | 2 | piece(s) | 4028177919549 | PK |  |  |  | 73269098
8618000 | VX | VX Glazed door, WH: 600x1800 mm | VX Glazed door, for WH: 600x1800 mm | EC000747 | 8618000 | Rittal | 0 | 0 | 0 | 13 | x |  |  | 136.488 | 2021-05-01 | 284 | 1 | piece(s) | 4028177921085 | PCE |  |  |  | 94039010
8618010 | VX | VX Glazed door, WH: 800x1800 mm | VX Glazed door, for WH: 800x1800 mm | EC000747 | 8618010 | Rittal | 0 | 0 | 0 | 16 | x |  |  | 181.984 | 2021-05-01 | 305 | 1 | piece(s) | 4028177920972 | PCE |  |  |  | 94039010
8618020 | VX | VX Glazed door, WH: 600x2000 mm | VX Glazed door, for WH: 600x2000 mm | EC000747 | 8618020 | Rittal | 0 | 0 | 0 | 14.2 | x |  |  | 155.584 | 2021-05-01 | 318 | 1 | piece(s) | 4028177921054 | PCE |  |  |  | 94039010
8618030 | VX | VX Glazed door, WH: 800x2000 mm | VX Glazed door, for WH: 800x2000 mm | EC000747 | 8618030 | Rittal | 0 | 0 | 0 | 17.4 | x |  |  | 201.344 | 2021-05-01 | 348 | 1 | piece(s) | 4028177921009 | PCE |  |  |  | 94039010
8618040 | VX | VX Glazed door, WH: 600x2200 mm | VX Glazed door, for WH: 600x2200 mm | EC000747 | 8618040 | Rittal | 0 | 0 | 0 | 15.4 | x |  |  | 170.918 | 2021-05-01 | 351 | 1 | piece(s) | 4028177920934 | PCE |  |  |  | 94039010
8618050 | VX | VX Glazed door, WH: 800x2200 mm | VX Glazed door, for WH: 800x2200 mm | EC000747 | 8618050 | Rittal | 0 | 0 | 0 | 18.8 | x |  |  | 216.161 | 2021-05-01 | 376 | 1 | piece(s) | 4028177921023 | PCE |  |  |  | 94039010
8618110 | VX | VX Lock components | VX Lock components, die-cast zinc | EC002625 | 8618110 | Rittal |  |  |  | 0.224 | x |  |  | 0.05 | 2021-05-01 | 11 | 4 | piece(s) | 4028177921368 | PK |  |  |  | 73182900
8618120 | VX | VX Lockable and adjacent door, WH: 800x2000 | VX Lockable and adjacent door, for WH: 800x2000 mm | EC000747 | 8618120 | Rittal | 0 | 0 | 0 | 40 | x |  |  | 144.768 | 2021-05-01 | 202 | 1 | piece(s) | 4028177921375 | PCE |  |  |  | 94039010
8618200 | VX | VX Comfort handle, for lock inserts | VX Comfort handle, for lock inserts, RAL 7035 | EC000327 | 8618200 | Rittal | 0 | 0 | 0 | 0.661 | x |  |  | 0.468 | 2021-05-01 | 28.3 | 1 | piece(s) | 4028177921740 | PCE |  |  |  | 83024110
8618201 | VX | VX Comfort handle, for lock inserts, RAL 9005 | VX Comfort handle, for lock inserts, RAL 9005 | EC000327 | 8618201 | Rittal | 0 | 0 | 0 | 0.659 | x |  |  | 0.55 | 2021-05-01 | 30.5 | 1 | piece(s) | 4028177924598 | PCE |  |  |  | 83024110
8618220 | VX | VX Comfort handle, for lock inserts, stainless steel | VX Comfort handle, for lock inserts, stainless steel, precision casting | EC000327 | 8618220 | Rittal | 0 | 0 | 0 | 0.57 | x |  |  | 0.718 | 2021-05-01 | 92.4 | 1 | piece(s) | 4028177921757 | PCE |  |  |  | 83024110
8618230 | VX | VX Comfort handle, for padlock and lock inserts | VX Comfort handle, for padlock and lock inserts, RAL 7035 | EC000327 | 8618230 | Rittal | 0 | 0 | 0 | 0.674 | x |  |  | 0.641 | 2021-05-01 | 31.5 | 1 | piece(s) | 4028177921764 | PCE |  |  |  | 83024110
8618231 | VX | VX Comfort handle, for padlock and lock inserts, RAL 9005 | VX Comfort handle, for padlock and lock inserts, RAL 9005 | EC000327 | 8618231 | Rittal | 0 | 0 | 0 | 0.673 | x |  |  | 0.641 | 2021-05-01 | 33.6 | 1 | piece(s) | 4028177924567 | PCE |  |  |  | 83024110
8618240 | VX | VX Comfort handle, with lock insert, lock E1 | VX Comfort handle, with lock insert, lock E1, RAL 7035 | EC000327 | 8618240 | Rittal | 0 | 0 | 0 | 0.691 | x |  |  | 0.641 | 2021-05-01 | 35.3 | 1 | piece(s) | 4028177921771 | PCE |  |  |  | 83024110
8618250 | VX | VX Comfort handle, for semi-cylinder | VX Comfort handle, for semi-cylinder, RAL 7035 | EC000327 | 8618250 | Rittal | 0 | 0 | 0 | 0.716 | x |  |  | 0.641 | 2021-05-01 | 27.7 | 1 | piece(s) | 4028177921788 | PCE |  |  |  | 83024110
8618251 | VX | VX Comfort handle, for semi-cylinder, RAL 9005 | VX Comfort handle, for semi-cylinder, RAL 9005 | EC000327 | 8618251 | Rittal | 0 | 0 | 0 | 0.719 | x |  |  | 0.641 | 2021-05-01 | 30.5 | 1 | piece(s) | 4028177924550 | PCE |  |  |  | 83024110
8618270 | VX | VX Comfort handle, prepared for ASSA | VX Comfort handle, prepared for ASSA lock system | EC000327 | 8618270 | Rittal | 0 | 0 | 0 | 0.723 | x |  |  | 0.641 | 2021-05-01 | 29.3 | 1 | piece(s) | 4028177921795 | PCE |  |  |  | 83024110
8618280 | VX | VX Comfort handle, for semi-cylinder, stainless steel | VX Comfort handle, for semi-cylinder, stainless steel, precision casting | EC000327 | 8618280 | Rittal | 0 | 0 | 0 | 0.966 | x |  |  | 0.641 | 2021-05-01 | 97.8 | 1 | piece(s) | 4028177921801 | PCE |  |  |  | 83024110
8618300 | VX | VX Lock insert, type G, 7 mm square | VX Lock insert, type G, die-cast zinc, 7 mm square | EC000743 | 8618300 | Rittal |  |  |  | 0.015 | x |  |  | 0.024 | 2021-05-01 | 2.72 | 1 | piece(s) | 4028177921818 | PCE |  |  |  | 83016000
8618301 | VX | VX Lock insert, type G, 8 mm square | VX Lock insert, type G, die-cast zinc, 8 mm square | EC000743 | 8618301 | Rittal |  |  |  | 0.015 | x |  |  | 0.024 | 2021-05-01 | 2.72 | 1 | piece(s) | 4028177921825 | PCE |  |  |  | 83016000
8618302 | VX | VX Lock insert, type G, 7 mm triangular | VX Lock insert, type G, die-cast zinc, 7 mm triangular | EC000743 | 8618302 | Rittal |  |  |  | 0.014 | x |  |  | 0.024 | 2021-05-01 | 2.72 | 1 | piece(s) | 4028177921832 | PCE |  |  |  | 83016000
8618303 | VX | VX Lock insert, type G, 8 mm triangular | VX Lock insert, type G, die-cast zinc, 8 mm triangular | EC000743 | 8618303 | Rittal |  |  |  | 0.016 | x |  |  | 0.024 | 2021-05-01 | 2.72 | 1 | piece(s) | 4028177921849 | PCE |  |  |  | 83016000
8618304 | VX | VX Lock insert, type G, screwdriver | VX Lock insert, type G, die-cast zinc, screwdriver | EC000743 | 8618304 | Rittal |  |  |  | 0.019 | x |  |  | 0.024 | 2021-05-01 | 2.72 | 1 | piece(s) | 4028177921856 | PCE |  |  |  | 83016000
8618305 | VX | VX Lock insert, type G, Daimler insert | VX Lock insert, type G, die-cast zinc, Daimler insert | EC000743 | 8618305 | Rittal |  |  |  | 0.018 | x |  |  | 0.024 | 2021-05-01 | 2.72 | 1 | piece(s) | 4028177921863 | PCE |  |  |  | 83016000
8618306 | VX | VX Lock insert, type G, 3 mm double-bit | VX Lock insert, type G, die-cast zinc, 3 mm double-bit | EC000743 | 8618306 | Rittal |  |  |  | 0.016 | x |  |  | 0.018 | 2021-05-01 | 2.72 | 1 | piece(s) | 4028177921870 | PCE |  |  |  | 83016000
8618307 | VX | VX Lock insert, type G, Fiat | VX Lock insert, type G, die-cast zinc, Fiat | EC000743 | 8618307 | Rittal |  |  |  | 0.018 | x |  |  | 0.024 | 2021-05-01 | 2.72 | 1 | piece(s) | 4028177921887 | PCE |  |  |  | 83016000
8618308 | VX | VX Lock insert, type G, 6.5 mm triangular (CNOMO) | VX Lock insert, type G, die-cast zinc, 6.5 mm triangular (CNOMO) | EC000743 | 8618308 | Rittal |  |  |  | 0.015 | x |  |  | 0.024 | 2021-05-01 | 2.72 | 1 | piece(s) | 4028177921894 | PCE |  |  |  | 83016000
8618330 | VX | VX 180° hinge, steel | VX 180° hinge, steel, precision casting, RAL 7035 | EC001167 | 8618330 | Rittal |  |  |  | 0.748 | x |  |  | 0.194 | 2021-05-01 | 30.5 | 4 | piece(s) | 4028177921344 | PK |  |  |  | 83021000
8618335 | VX | VX 180° hinge, steel, RAL 9005 | VX 180° hinge, steel, RAL 9005 | EC001167 | 8618335 | Rittal |  |  |  | 0.72 | x |  |  | 0 | 2021-05-01 | 30.5 | 4 | piece(s) | 4028177951372 | PK |  |  |  | 83021000
8618340 | VX | VX 180° hinge, stainless steel | VX 180° hinge, stainless steel, precision casting, | EC001167 | 8618340 | Rittal |  |  |  | 0.964 | x |  |  | 0.767 | 2021-05-01 | 48.9 | 4 | piece(s) | 4028177921382 | PK |  |  |  | 83021000
8618410 | VX | VX Transport protection, for door | VX Transport protection, for door | EC000747 | 8618410 | Rittal |  |  |  | 0.56 | x |  |  | 0.054 | 2021-05-01 | 11.5 | 10 | piece(s) | 4028177930872 | PK |  |  |  | 83024900
8618420 | VX | VX Ride-up rolle | VX Ride-up roller for door | EC002620 | 8618420 | Rittal |  |  |  | 0.84 | x |  |  | 0.075 | 2021-05-01 | 37.2 | 10 | piece(s) | 4028177919556 | PK |  |  |  | 83024900
8618425 | VX | VX door stay for escape routes | VX door stay for escape routes | EC002625 | 8618425 | Rittal |  |  |  | 0.305 | x |  |  | 0.365 | 2021-05-01 | 7.61 | 1 | piece(s) | 4028177958500 | PCE |  |  |  | 83024900
8618430 | VX | VX Door stay | VX Door stay | EC002626 | 8618430 | Rittal |  |  |  | 0.333 | x |  |  | 0.312 | 2021-05-01 | 6.82 | 1 | piece(s) | 4028177944800 | PCE |  |  |  | 83024900
8618450 | VX | VX Identification strip, W: 600 mm | VX Identification strip, for W: 600 mm | EC001288 | 8618450 | Rittal | 450 | 29 |  | 0.357 | x |  |  | 1.764 | 2021-05-01 | 26.7 | 1 | piece(s) | 4028177921160 | PCE |  |  |  | 76169990
8618451 | VX | VX Identification strip, W: 800 mm | VX Identification strip, for W: 800 mm | EC001288 | 8618451 | Rittal | 650 | 29 |  | 0.42 | x |  |  | 2.025 | 2021-05-01 | 28.7 | 1 | piece(s) | 4028177921184 | PCE |  |  |  | 76169990
8618460 | VX | VX Locking bar latch CNOMO | VX Locking bar latch to CNOMO | EC000327 | 8618460 | Rittal |  |  |  | 0.13 | x |  |  | 0.07 | 2021-05-01 | 40.2 | 10 | piece(s) | 4028177921900 | PK |  |  |  | 73269098
8618501 | VX | VX Top mounting module, WD: 600x600 mm | VX Top mounting module, for WD: 600x600 mm | EC000744 | 8618501 | Rittal |  | 200 |  | 10.9 | x |  |  | 79.2 | 2021-05-01 | 244.4 | 1 | piece(s) | 4028177957619 | PCE |  |  |  | 94039010
8618511 | VX | VX Top mounting module, WD: 800x600 mm | VX Top mounting module, for WD: 800x600 mm | EC000744 | 8618511 | Rittal |  | 200 |  | 12.7 | x |  |  | 115.038 | 2021-05-01 | 267 | 1 | piece(s) | 4028177957602 | PCE |  |  |  | 94039010
8618521 | VX | VX Top mounting module, WD: 1000x600 mm | VX Top mounting module, for WD: 1000x600 mm | EC000744 | 8618521 | Rittal |  | 200 |  | 15.1 | x |  |  | 120 | 2021-05-01 | 288 | 1 | piece(s) | 4028177957596 | PCE |  |  |  | 94039010
8618531 | VX | VX Top mounting module, WD: 1200x600 mm | VX Top mounting module, for WD: 1200x600 mm | EC000744 | 8618531 | Rittal |  | 200 |  | 17.3 | x |  |  | 144 | 2021-05-01 | 310 | 1 | piece(s) | 4028177957589 | PCE |  |  |  | 94039010
8618541 | VX | VX Side panel f. top module | VX Side panel for top module | EC002524 | 8618541 | Rittal | 0 | 0 | 0 | 3.5 | x |  |  | 0 | 2021-05-01 | 65.2 | 2 | piece(s) | 4028177957626 | PK |  |  |  | 94039010
8618600 | VX | VX Earthquake kit, f. WHD: 800x2000x600 mm | VX Earthquake kit, for WHD: 800x2000x600 mm | EC002620 | 8618600 | Rittal | 0 | 0 | 0 | 21 | x |  |  | 48.216 | 2021-05-01 | 468 | 1 | piece(s) | 4028177927032 | PCE |  |  |  | 94039010
8618800 | VX | VX Section cable entry, centre, W: 600 mm | VX Section for cable entry, centre, for W: 600 mm | EC000211 | 8618800 | Rittal |  |  |  | 0.218 | x |  |  | 0.394 | 2021-05-01 | 13.8 | 2 | piece(s) | 4028177922747 | PK |  |  |  | 76042990
8618801 | VX | VX Section cable entry, centre, W: 800 mm | VX Section for cable entry, centre, for W: 800 mm | EC000211 | 8618801 | Rittal |  |  |  | 0.28 | x |  |  | 1.15 | 2021-05-01 | 18 | 2 | piece(s) | 4028177922754 | PK |  |  |  | 76042990
8618802 | VX | VX Section cable entry, centre, W: 1000 mm | VX Section for cable entry, centre, for W: 1000 mm | EC000211 | 8618802 | Rittal |  |  |  | 0.36 | x |  |  | 0.378 | 2021-05-01 | 22.6 | 4 | piece(s) | 4028177922761 | PK |  |  |  | 76042990
8618803 | VX | VX Section cable entry, centre, W: 1200 mm | VX Section for cable entry, centre, for W: 1200 mm | EC000211 | 8618803 | Rittal |  |  |  | 0.432 | x |  |  | 0.803 | 2021-05-01 | 26.8 | 4 | piece(s) | 4028177922778 | PK |  |  |  | 76042990
8618804 | VX | VX Section for cable entry, centre, for W: 1600 mm | VX Section for cable entry, centre, for W: 1600 mm | EC000211 | 8618804 | Rittal |  |  |  | 0.48 | x |  |  | 0.756 | 2021-05-01 | 35 | 4 | piece(s) | 4028177922785 | PK |  |  |  | 76042990
8618810 | VX | VX Section cable entry, rear, W: 600 mm | VX Section for cable entry, rear, for W: 600 mm | EC002624 | 8618810 | Rittal |  |  |  | 0.21 | x |  |  | 0.714 | 2021-05-01 | 14.4 | 2 | piece(s) | 4028177922792 | PK |  |  |  | 76042990
8618811 | VX | VX Section cable entry, rear, W: 800 mm | VX Section for cable entry, rear, for W: 800 mm | EC002624 | 8618811 | Rittal |  |  |  | 0.31 | x |  |  | 1.129 | 2021-05-01 | 18.5 | 2 | piece(s) | 4028177922808 | PK |  |  |  | 76042990
8618812 | VX | VX Section cable entry, rear, W: 1000 mm | VX Section for cable entry, rear, for W: 1000 mm | EC002624 | 8618812 | Rittal |  |  |  | 0.36 | x |  |  | 2.16 | 2021-05-01 | 23.1 | 4 | piece(s) | 4028177922815 | PK |  |  |  | 76042990
8618813 | VX | VX Section cable entry, rear, W: 1200 mm | VX Section for cable entry, rear, for W: 1200 mm | EC002624 | 8618813 | Rittal |  |  |  | 0.432 | x |  |  | 0.753 | 2021-05-01 | 27.3 | 4 | piece(s) | 4028177922822 | PK |  |  |  | 76042990
8618814 | VX | VX Section for cable entry, rear, for W: 1600 mm | VX Section for cable entry, rear, for W: 1600 mm | EC002624 | 8618814 | Rittal |  |  |  | 0.5 | x |  |  | 4.212 | 2021-05-01 | 35 | 4 | piece(s) | 4028177922839 | PK |  |  |  | 76042990
8618820 | VX | VX EMC gland plate, W: 600 mm | VX EMC gland plate, width 600 mm | EC002620 | 8618820 | Rittal |  |  |  | 2 | x |  |  | 3.23 | 2021-05-01 | 57.7 | 1 | piece(s) | 4028177929883 | PCE |  |  |  | 94039010
8618821 | VX | VX EMC gland plate, W: 800 mm | VX EMC gland plate, width 800 mm | EC002620 | 8618821 | Rittal |  |  |  | 2.72 | x |  |  | 4.568 | 2021-05-01 | 66.9 | 1 | piece(s) | 4028177929890 | PCE |  |  |  | 94039010
8618822 | VX | VX EMC gland plate, W: 1000 mm | VX EMC gland plate, width 1000 mm | EC002620 | 8618822 | Rittal |  |  |  | 1.78 | x |  |  | 2.904 | 2021-05-01 | 62.2 | 1 | piece(s) | 4028177929869 | PCE |  |  |  | 94039010
8618823 | VX | VX EMC gland plate, W: 1200 mm | VX EMC gland plate, width 1200 mm | EC002620 | 8618823 | Rittal |  |  |  | 2.16 | x |  |  | 3.556 | 2021-05-01 | 63.9 | 1 | piece(s) | 4028177929876 | PCE |  |  |  | 94039010
8619010 | VX | VX Swing frame, large, without trim panel, W: 600 mm, min. enclosure H: 1200 mm | VX Swing frame, large, without trim panel, for W: 600 mm, for min. enclosure height: 1200 mm, 22 U | EC002620 | 8619010 | Rittal |  |  |  | 9.21 | x |  |  | 59.535 | 2021-05-01 | 169.6 | 1 | piece(s) | 4028177920453 | PCE |  |  |  | 94039010
8619011 | VX | VX Swing frame, large, without trim panel, W: 600 mm min. enclosure H: 1600 mm | VX Swing frame, large, without trim panel, for W: 600 mm, for min. enclosure height: 1600 mm, 31 U | EC002620 | 8619011 | Rittal |  |  |  | 11 | x |  |  | 81.354 | 2021-05-01 | 195.1 | 1 | piece(s) | 4028177920620 | PCE |  |  |  | 94039010
8619012 | VX | VX Swing frame, large, without trim panel, W: 600 mm, min. enclosure H: 1800 mm | VX Swing frame, large, without trim panel, for W: 600 mm, for min. enclosure height: 1800 mm, 35 U | EC002620 | 8619012 | Rittal |  |  |  | 12.6 | x |  |  | 91.728 | 2021-05-01 | 210.4 | 1 | piece(s) | 4028177920446 | PCE |  |  |  | 94039010
8619013 | VX | VX Swing frame, large, without trim panel, W: 600 mm, min. enclosure H: 2000 mm | VX Swing frame, large, without trim panel, for W: 600 mm, for min. enclosure height: 2000 mm, 40 U | EC002620 | 8619013 | Rittal |  |  |  | 12.9 | x |  |  | 102.648 | 2021-05-01 | 218.5 | 1 | piece(s) | 4028177920439 | PCE |  |  |  | 94039010
8619014 | VX | VX Swing frame, large, without trim panel, W: 600 mm, min. enclosure H: 2200 mm | VX Swing frame, large, without trim panel, for W: 600 mm, for min. enclosure height: 2200 mm, 44 U | EC002620 | 8619014 | Rittal |  |  |  | 14 | x |  |  | 118.976 | 2021-05-01 | 228.7 | 1 | piece(s) | 4028177920422 | PCE |  |  |  | 94039010
8619020 | VX | VX Swing frame, large,trim panel one side, for W: 800mm, min. enclosure H:1200mm | VX Swing frame, large, trim panel on one side, for W: 800 mm, for min. enclosure height: 1200 mm, 22 U | EC002620 | 8619020 | Rittal |  |  |  | 13.1 | x |  |  | 86.13 | 2021-05-01 | 198.7 | 1 | piece(s) | 4028177920415 | PCE |  |  |  | 94039010
8619021 | VX | VX Swing frame, large,trim panel one side, for W: 800mm, min. enclosure H:1600mm | VX Swing frame, large, trim panel on one side, for W: 800 mm, for min. enclosure height: 1600 mm, 31 U | EC002620 | 8619021 | Rittal |  |  |  | 17.4 | x |  |  | 118.008 | 2021-05-01 | 229.7 | 1 | piece(s) | 4028177920408 | PCE |  |  |  | 94039010
8619022 | VX | VX Swing frame, large,trim panel one side, for W: 800mm, min. enclosure H:1800mm | VX Swing frame, large, trim panel on one side, for W: 800 mm, for min. enclosure height: 1800 mm, 35 U | EC002620 | 8619022 | Rittal |  |  |  | 19.4 | x |  |  | 126.126 | 2021-05-01 | 247.6 | 1 | piece(s) | 4028177920392 | PCE |  |  |  | 94039010
8619023 | VX | VX Swing frame, large,trim panel one side, for W: 800mm, min. enclosure H:2000mm | VX Swing frame, large, trim panel on one side, for W: 800 mm, for min. enclosure height: 2000 mm, 40 U | EC002620 | 8619023 | Rittal |  |  |  | 20.3 | x |  |  | 141.141 | 2021-05-01 | 257.4 | 1 | piece(s) | 4028177920385 | PCE |  |  |  | 94039010
8619024 | VX | VX Swing frame, large,trim panel one side, for W: 800mm, min. enclosure H:2200mm | VX Swing frame, large, trim panel on one side, for W: 800 mm, for min. enclosure height: 2200 mm, 44 U | EC002620 | 8619024 | Rittal |  |  |  | 22.5 | x |  |  | 156.531 | 2021-05-01 | 268 | 1 | piece(s) | 4028177920378 | PCE |  |  |  | 94039010
8619030 | VX | VX Swing frame,large, trim panel both sides,f. W: 800mm, min. enclosure H:1200mm | VX Swing frame, large, trim panel on both sides, for W: 800 mm, for min. enclosure height: 1200 mm, 22 U | EC002620 | 8619030 | Rittal |  |  |  | 14.6 | x |  |  | 82.215 | 2021-05-01 | 203 | 1 | piece(s) | 4028177920361 | PCE |  |  |  | 94039010
8619032 | VX | VX Swing frame,large, trim panel both sides,f. W: 800mm, min. enclosure H:1800mm | VX Swing frame, large, trim panel on both sides, for W: 800 mm, for min. enclosure height: 1800 mm, 35 U | EC002620 | 8619032 | Rittal |  |  |  | 20.1 | x |  |  | 126.126 | 2021-05-01 | 250.9 | 1 | piece(s) | 4028177920354 | PCE |  |  |  | 94039010
8619033 | VX | VX Swing frame,large, trim panel both sides,f. W: 800mm, min. enclosure H:2000mm | VX Swing frame, large, trim panel on both sides, for W: 800 mm, for min. enclosure height: 2000 mm, 40 U | EC002620 | 8619033 | Rittal |  |  |  | 19.6 | x |  |  | 141.141 | 2021-05-01 | 260.6 | 1 | piece(s) | 4028177920347 | PCE |  |  |  | 94039010
8619034 | VX | VX Swing frame,large, trim panel both sides,f. W: 800mm, min. enclosure H:2200mm | VX Swing frame, large, trim panel on both sides, for W: 800 mm, for min. enclosure height: 2200 mm, 44 U | EC002620 | 8619034 | Rittal |  |  |  | 23 | x |  |  | 158.004 | 2021-05-01 | 271 | 1 | piece(s) | 4028177920330 | PCE |  |  |  | 94039010
8619040 | VX | VX Installation kit, swing frame, large, W: 600 mm | VX Installation kit, for swing frame, large, for W: 600 mm | EC002620 | 8619040 | Rittal |  |  |  | 3.62 | x |  |  | 4.466 | 2021-05-01 | 39.6 | 1 | piece(s) | 4028177920323 | PCE |  |  |  | 83024900
8619041 | VX | VX Installation kit, for swing frame, large, for W: 800 mm | VX Installation kit, for swing frame, large, for width 800 mm | EC002620 | 8619041 | Rittal |  |  |  | 4.56 | x |  |  | 6.353 | 2021-05-01 | 43.3 | 1 | piece(s) | 4028177920316 | PCE |  |  |  | 83024900
8619042 | VX | VX Installation kit, swing frame, large, W: 1200 mm | VX Installation kit, for swing frame, large, for W: 1200 mm | EC002620 | 8619042 | Rittal |  |  |  | 6.42 | x |  |  | 9.009 | 2021-05-01 | 58.2 | 1 | piece(s) | 4028177920309 | PCE |  |  |  | 83024900
8619050 | VX | VX 180° hinge f. swing frame, large | VX 180° hinge for swing frame, large | EC002620 | 8619050 | Rittal |  |  |  | 0.849 | x |  |  | 0.787 | 2021-05-01 | 27.2 | 1 | piece(s) | 4028177920293 | PCE |  |  |  | 83021000
8619270 | VX | VX Swing frame stay, for 130° hinge | VX Swing frame stay, for use with 130° hinge | EC002626 | 8619270 | Rittal |  |  |  | 0.241 | x |  |  | 0.392 | 2021-05-01 | 6.52 | 1 | piece(s) | 4028177921917 | PCE |  |  |  | 73269098
8619300 | VX | VX Adaptor section 19", for min. enclosure height: 1600 mm | VX Adaptor section 19", for min. enclosure height: 1600 mm, 33 U | EC002625 | 8619300 | Rittal |  |  |  | 2.94 | x |  |  | 0.138 | 2021-05-01 | 48.9 | 2 | piece(s) | 4028177927056 | PK |  |  |  | 76042990
8619310 | VX | VX Adaptor section 19", for min. enclosure height: 1800 mm | VX Adaptor section 19", for min. enclosure height: 1800 mm, 38 U | EC002625 | 8619310 | Rittal |  |  |  | 3.32 | x |  |  | 0.154 | 2021-05-01 | 56.5 | 2 | piece(s) | 4028177928732 | PK |  |  |  | 76042990
8619320 | VX | VX Adaptor section 19", for min. enclosure height: 2000 mm | VX Adaptor section 19", for min. enclosure height: 2000 mm, 42 U | EC002625 | 8619320 | Rittal |  |  |  | 3.73 | x |  |  | 1.731 | 2021-05-01 | 65.2 | 2 | piece(s) | 4028177927049 | PK |  |  |  | 76042990
8619330 | VX | VX Adaptor piece 19" | VX Adaptor piece 19", 1 U | EC002625 | 8619330 | Rittal |  |  |  | 0.308 | x |  |  | 0.099 | 2021-05-01 | 9.34 | 4 | piece(s) | 4028177927025 | PK |  |  |  | 73182900
8619400 | VX | VX Cable clamp rail, mounting angle, W: 400 mm | VX Cable clamp rail, mounting angle, for W: 400 mm | EC000322 | 8619400 | Rittal |  |  |  | 2.49 | x |  |  | 0 | 2021-05-01 | 20.8 | 2 | piece(s) | 4028177921924 | PK |  |  |  | 73269098
8619410 | VX | VX Cable clamp rail, mounting angle, W: 600 mm | VX Cable clamp rail, mounting angle, for W: 600 mm | EC000322 | 8619410 | Rittal |  |  |  | 3.24 | x |  |  | 1.188 | 2021-05-01 | 24.1 | 2 | piece(s) | 4028177921931 | PK |  |  |  | 73269098
8619420 | VX | VX Cable clamp rail, mounting angle, W: 800 mm | VX Cable clamp rail, mounting angle, for W: 800 mm | EC000322 | 8619420 | Rittal |  |  |  | 4.36 | x |  |  | 1.984 | 2021-05-01 | 27.6 | 2 | piece(s) | 4028177921948 | PK |  |  |  | 73269098
8619430 | VX | VX Cable clamp rail, mounting angle, W: 1000 mm | VX Cable clamp rail, mounting angle, for W: 1000 mm | EC000322 | 8619430 | Rittal |  |  |  | 5.25 | x |  |  | 2.465 | 2021-05-01 | 33.4 | 2 | piece(s) | 4028177921955 | PK |  |  |  | 73269098
8619440 | VX | VX Cable clamp rail, mounting angle, W: 1200 mm | VX Cable clamp rail, mounting angle, for W: 1200 mm | EC000322 | 8619440 | Rittal |  |  |  | 6 | x |  |  | 2.915 | 2021-05-01 | 36.6 | 2 | piece(s) | 4028177921962 | PK |  |  |  | 73269098
8619450 | VX | VX Cable clamp rail, mounting angle, W: 1600 mm | VX Cable clamp rail, mounting angle, for W: 1600 mm | EC000322 | 8619450 | Rittal |  |  |  | 8.28 | x |  |  | 3.724 | 2021-05-01 | 48.8 | 2 | piece(s) | 4028177921979 | PK |  |  |  | 73269098
8619460 | VX | VX Cable clamp rail, mounting angle, W: 1800 mm | VX Cable clamp rail, mounting angle, for W: 1800 mm | EC000322 | 8619460 | Rittal |  |  |  | 8.36 | x |  |  | 4.292 | 2021-05-01 | 57.2 | 2 | piece(s) | 4028177921986 | PK |  |  |  | 73269098
8619500 | VX | VX Swing frame, small, for W: 600/800 mm | VX Swing frame, small, for W: 600/800 mm, 3 U | EC002620 | 8619500 | Rittal |  |  |  | 4.6 | x |  |  | 7.79 | 2021-05-01 | 53.3 | 1 | piece(s) | 4028177919563 | PCE |  |  |  | 94039010
8619510 | VX | VX Swing frame, small, f. W: 600/800 mm, 6 U | VX Swing frame, small, for W: 600/800 mm, 6 U | EC002620 | 8619510 | Rittal |  |  |  | 3.06 | x |  |  | 12.929 | 2021-05-01 | 56.5 | 1 | piece(s) | 4028177919570 | PCE |  |  |  | 94039010
8619520 | VX | VX Swing frame, small, for W: 600/800 mm | VX Swing frame, small, for W: 600/800 mm, 9 U | EC002620 | 8619520 | Rittal |  |  |  | 5.09 | x |  |  | 16.905 | 2021-05-01 | 59.9 | 1 | piece(s) | 4028177919587 | PCE |  |  |  | 94039010
8619530 | VX | VX Swing frame, small, for W: 600/800 mm | VX Swing frame, small, for W: 600/800 mm, 12 U | EC002620 | 8619530 | Rittal |  |  |  | 6.19 | x |  |  | 21.328 | 2021-05-01 | 64.4 | 1 | piece(s) | 4028177919594 | PCE |  |  |  | 94039010
8619540 | VX | VX Swing frame, small, f. W: 600/800 mm, 15 U | VX Swing frame, small, for W: 600/800 mm, 15 U | EC002620 | 8619540 | Rittal |  |  |  | 4.14 | x |  |  | 26.195 | 2021-05-01 | 69.2 | 1 | piece(s) | 4028177919600 | PCE |  |  |  | 94039010
8619550 | VX | VX Swing frame, small, f. W: 600/800 mm, 18 U | VX Swing frame, small, for W: 600/800 mm, 18 U | EC002620 | 8619550 | Rittal |  |  |  | 4.74 | x |  |  | 32.891 | 2021-05-01 | 74.8 | 1 | piece(s) | 4028177919617 | PCE |  |  |  | 94039010
8619600 | VX | VX Installation kit, f. swing frame, small, W: 600 mm | VX Installation kit, for swing frame, small, for W: 600 mm | EC002620 | 8619600 | Rittal |  |  |  | 2.5 | x |  |  | 2.358 | 2021-05-01 | 25 | 1 | piece(s) | 4028177919624 | PCE |  |  |  | 73269098
8619610 | VX | VX Installation kit, f. swing frame, small, W: 800 mm | VX Installation kit, for swing frame, small, for W: 800 mm | EC002620 | 8619610 | Rittal |  |  |  | 3.3 | x |  |  | 3.48 | 2021-05-01 | 29.9 | 1 | piece(s) | 4028177919631 | PCE |  |  |  | 73269098
8619700 | VX | VX Punched section 14 x 39 mm, for door width: 400 mm | VX Punched section, with mounting flange 14 x 39 mm, for door width: 400 mm | EC002625 | 8619700 | Rittal |  |  |  | 0.684 | x |  |  | 0.258 | 2021-05-01 | 24 | 4 | piece(s) | 4028177924659 | PK |  |  |  | 73269098
8619710 | VX | VX Punched section 14 x 39 mm, for door width: 500 mm | VX Punched section, with mounting flange 14 x 39 mm, for door width: 500 mm | EC002625 | 8619710 | Rittal |  |  |  | 0.92 | x |  |  | 0.585 | 2021-05-01 | 27.2 | 4 | piece(s) | 4028177924635 | PK |  |  |  | 73269098
8619720 | VX | VX Punched section 14 x 39 mm, for door width: 600 mm | VX Punched section, with mounting flange 14 x 39 mm, for door width: 600 mm | EC002625 | 8619720 | Rittal |  |  |  | 1.16 | x |  |  | 0.117 | 2021-05-01 | 30.5 | 4 | piece(s) | 4028177924697 | PK |  |  |  | 73269098
8619730 | VX | VX Punched section 14 x 39 mm, for door width: 800 mm | VX Punched section, with mounting flange 14 x 39 mm, for door width: 800 mm | EC002625 | 8619730 | Rittal |  |  |  | 1.6 | x |  |  | 0.445 | 2021-05-01 | 37 | 4 | piece(s) | 4028177924666 | PK |  |  |  | 73269098
8619740 | VX | VX Punched section 14 x 39 mm, for door width: 900 mm | VX Punched section, with mounting flange 14 x 39 mm, for door width: 900 mm | EC002625 | 8619740 | Rittal |  |  |  | 1.8 | x |  |  | 3.84 | 2021-05-01 | 40.2 | 4 | piece(s) | 4028177924673 | PK |  |  |  | 73269098
8619750 | VX | VX Punched section 14 x 39 mm, for door width:1000 mm | VX Punched section, with mounting flange 14 x 39 mm, for door width:1000 mm | EC002625 | 8619750 | Rittal |  |  |  | 1.87 | x |  |  | 0.28 | 2021-05-01 | 43.5 | 4 | piece(s) | 4028177924642 | PK |  |  |  | 73269098
8619760 | VX | VX Punched section with mounting flange, 14 x 39 mm , for H: 700 mm | VX Punched section with mounting flange, 14 x 39 mm , for H: 700 mm | EC002625 | 8619760 | Rittal |  |  |  | 1.2 | x |  |  | 2.88 | 2021-05-01 | 33.6 | 4 | piece(s) | 4028177926851 | PK |  |  |  | 73269098
8619770 | VX | VX Punched section with mounting flange, 14 x 39 mm , for H: 1200 mm | VX Punched section with mounting flange, 14 x 39 mm , for H: 1200 mm | EC002625 | 8619770 | Rittal |  |  |  | 2.28 | x |  |  | 5.28 | 2021-05-01 | 49.4 | 4 | piece(s) | 4028177926837 | PK |  |  |  | 73269098
8619780 | VX | VX Punched section with mounting flange, 14 x 39 mm , for H: 1400 mm | VX Punched section with mounting flange, 14 x 39 mm , for H: 1400 mm | EC002625 | 8619780 | Rittal |  |  |  | 2.7 | x |  |  | 6.24 | 2021-05-01 | 55.6 | 4 | piece(s) | 4028177926844 | PK |  |  |  | 73269098
8619790 | VX | VX Punched section with mounting flange, 14 x 39 mm , for door width: 760 mm | VX Punched section with mounting flange, 14 x 39 mm , for door width: 760 mm | EC002625 | 8619790 | Rittal |  |  |  | 1.36 | x |  |  | 0 | 2021-05-01 | 45.2 | 4 | piece(s) | 4028177940765 | PK |  |  |  | 73269098
8619800 | VX | VX Cable entry plate, W: 600 mm | VX Cable entry plate, for W: 600 mm | EC002620 | 8619800 | Rittal |  |  |  | 1.07 | x |  |  | 2.284 | 2021-05-01 | 19.9 | 2 | piece(s) | 4028177921092 | PK |  |  |  | 73269098
8619801 | VX | VX Cable entry plate, W: 800 mm | VX Cable entry plate, for W: 800 mm | EC002620 | 8619801 | Rittal |  |  |  | 1.43 | x |  |  | 3.015 | 2021-05-01 | 25.1 | 2 | piece(s) | 4028177920965 | PK |  |  |  | 73269098
8619802 | VX | VX Cable entry plate, W: 1000 mm | VX Cable entry plate, for W: 1000 mm | EC002620 | 8619802 | Rittal |  |  |  | 1.91 | x |  |  | 0.968 | 2021-05-01 | 32.4 | 4 | piece(s) | 4028177921030 | PK |  |  |  | 73269098
8619803 | VX | VX Cable entry plate, W: 1200 mm | VX Cable entry plate, for W: 1200 mm | EC002620 | 8619803 | Rittal |  |  |  | 2.18 | x |  |  | 1.214 | 2021-05-01 | 43.6 | 4 | piece(s) | 4028177921016 | PK |  |  |  | 73269098
8620010 | VX | Baying cover, for base/plinth system VX, for H: 200 mm | VX Baying cover, for base/plinth system VX, sheet steel and stainless steel, for H: 200 mm | EC000721 | 8620010 | Rittal |  | 100 |  | 0.32 | x |  |  | 0.023 | 2021-05-01 | 17.5 | 10 | piece(s) | 4028177931527 | PK |  |  |  | 94039010
8620011 | VX | VX Baying cover, for base/plinth system VX, sheet steel, for H: 100 mm | VX Baying cover, for base/plinth system VX, sheet steel, for H: 100 mm | EC000721 | 8620011 | Rittal |  | 200 |  | 0.5 | x |  |  | 0.44 | 2021-05-01 | 21.8 | 10 | piece(s) | 4028177931503 | PK |  |  |  | 94039010
8620050 | VX | VX plinth with trim panel, front/rear, H: 100 mm, for W: 600 mm, stainless steel | VX Base/plinth corner piece, with base/plinth trim panel, front and rear, H: 100 mm, for W: 600 mm, stainless steel, 1.4301 | EC000721 | 8620050 | Rittal |  | 100 |  | 5.08 | x |  |  | 5.065 | 2021-05-01 | 127.1 | 2 | piece(s) | 4028177922297 | PK |  |  |  | 94039010
8620051 | VX | VX plinth with trim panel, front/rear, H: 100 mm, for W: 800 mm, stainless steel | VX Base/plinth corner piece, with base/plinth trim panel, front and rear, H: 100 mm, for W: 800 mm, stainless steel, 1.4301 | EC000721 | 8620051 | Rittal |  | 100 |  | 6.5 | x |  |  | 6.95 | 2021-05-01 | 135.8 | 2 | piece(s) | 4028177922303 | PK |  |  |  | 94039010
8620052 | VX | VX plinth with trim panel, front/rear, H: 100 mm, for W: 1000mm, stainless steel | VX Base/plinth corner piece, with base/plinth trim panel, front and rear, H: 100 mm, for W: 1000 mm, stainless steel, 1.4301 | EC000721 | 8620052 | Rittal |  | 100 |  | 7.99 | x |  |  | 10.555 | 2021-05-01 | 141.2 | 2 | piece(s) | 4028177922310 | PK |  |  |  | 94039010
8620053 | VX | VX plinth with trim panel, front/rear, H: 100 mm, for W: 1200mm, stainless steel | VX Base/plinth corner piece, with base/plinth trim panel, front and rear, H: 100 mm, for W: 1200 mm, stainless steel, 1.4301 | EC000721 | 8620053 | Rittal |  | 100 |  | 9.46 | x |  |  | 12.797 | 2021-05-01 | 147.7 | 2 | piece(s) | 4028177922327 | PK |  |  |  | 94039010
8620060 | VX | VX plinth with trim panel, front/rear, H: 200 mm, for W: 600mm, stainless steel | VX Base/plinth corner piece, with base/plinth trim panel, front and rear, H: 200 mm, for W: 600 mm, stainless steel, 1.4301 | EC000721 | 8620060 | Rittal |  | 200 |  | 9.16 | x |  |  | 0 | 2021-05-01 | 176 | 2 | piece(s) | 4028177922334 | PK |  |  |  | 94039010
8620061 | VX | VX plinth with trim panel, front/rear, H: 200 mm, for W: 800mm, stainless steel | VX Base/plinth corner piece, with base/plinth trim panel, front and rear, H: 200 mm, for W: 800 mm, stainless steel, 1.4301 | EC000721 | 8620061 | Rittal |  | 200 |  | 10.6 | x |  |  | 15.345 | 2021-05-01 | 182.5 | 2 | piece(s) | 4028177922341 | PK |  |  |  | 94039010
8620062 | VX | VX plinth with trim panel, front/rear, H: 200 mm, for W: 1000mm, stainless steel | VX Base/plinth corner piece, with base/plinth trim panel, front and rear, H: 200 mm, for W: 1000 mm, stainless steel, 1.4301 | EC000721 | 8620062 | Rittal |  | 200 |  | 12.7 | x |  |  | 38.214 | 2021-05-01 | 215 | 2 | piece(s) | 4028177922358 | PK |  |  |  | 94039010
8620063 | VX | VX plinth with trim panel, front/rear, H: 200 mm, for W: 1200mm, stainless steel | VX Base/plinth corner piece, with base/plinth trim panel, front and rear, H: 200 mm, for W: 1200 mm, stainless steel, 1.4301 | EC000721 | 8620063 | Rittal |  | 200 |  | 15.2 | x |  |  | 20.27 | 2021-05-01 | 226.9 | 2 | piece(s) | 4028177922365 | PK |  |  |  | 94039010
8620070 | VX | VX Base/plinth trim panel, side, H: 100 mm, for D: 400 mm, stainless steel | VX Base/plinth trim panel, side, H: 100 mm, for D: 400 mm, stainless steel, 1.4301 | EC000721 | 8620070 | Rittal |  | 100 |  | 1.59 | x |  |  | 0.598 | 2021-05-01 | 71.7 | 2 | piece(s) | 4028177922372 | PK |  |  |  | 94039010
8620071 | VX | VX Base/plinth trim panel, side, H: 100 mm, for D: 500 mm, stainless steel | VX Base/plinth trim panel, side, H: 100 mm, for D: 500 mm, stainless steel, 1.4301 | EC000721 | 8620071 | Rittal |  | 100 |  | 2.2 | x |  |  | 0.9 | 2021-05-01 | 79.4 | 2 | piece(s) | 4028177922389 | PK |  |  |  | 94039010
8620072 | VX | VX Base/plinth trim panel, side, H: 100 mm, for D: 600 mm, stainless steel | VX Base/plinth trim panel, side, H: 100 mm, for D: 600 mm, stainless steel, 1.4301 | EC000721 | 8620072 | Rittal |  | 100 |  | 2.8 | x |  |  | 2.151 | 2021-05-01 | 83.7 | 2 | piece(s) | 4028177922396 | PK |  |  |  | 94039010
8620080 | VX | VX Base/plinth trim panel, side, H: 200 mm, for D: 400 mm, stainless steel | VX Base/plinth trim panel, side, H: 200 mm, for D: 400 mm, stainless steel, 1.4301 | EC000721 | 8620080 | Rittal |  | 200 |  | 2.69 | x |  |  | 2.176 | 2021-05-01 | 83.7 | 2 | piece(s) | 4028177922402 | PK |  |  |  | 94039010
8620081 | VX | VX Base/plinth trim panel, side, H: 200 mm, for D: 500 mm, stainless steel | VX Base/plinth trim panel, side, H: 200 mm, for D: 500 mm, stainless steel, 1.4301 | EC000721 | 8620081 | Rittal |  | 200 |  | 3.56 | x |  |  | 3.483 | 2021-05-01 | 97.8 | 2 | piece(s) | 4028177922419 | PK |  |  |  | 94039010
8620082 | VX | VX Base/plinth trim panel, side, H: 200 mm, for D: 600 mm, stainless steel | VX Base/plinth trim panel, side, H: 200 mm, for D: 600 mm, stainless steel, 1.4301 | EC000721 | 8620082 | Rittal |  | 200 |  | 4.5 | x |  |  | 4.204 | 2021-05-01 | 103.2 | 2 | piece(s) | 4028177922426 | PK |  |  |  | 94039010
8620090 | VX | VX Base/plinth trim panel, vented, for W/D: 600 mm | VX Base/plinth trim panel, vented, for W/D: 600 mm, sheet steel | EC000721 | 8620090 | Rittal |  | 100 |  | 1.3 | x |  |  | 3.813 | 2021-05-01 | 52.7 | 2 | piece(s) | 4028177922433 | PK |  |  |  | 94039010
8620091 | VX | VX Base/plinth trim panel, vented, for W/D: 800 mm | VX Base/plinth trim panel, vented, for W/D: 800 mm, sheet steel | EC000721 | 8620091 | Rittal |  | 100 |  | 1.95 | x |  |  | 5.686 | 2021-05-01 | 59.1 | 2 | piece(s) | 4028177922440 | PK |  |  |  | 94039010
8620092 | VX | VX Base/plinth trim panel, with brush strip, for W/D: 600 mm | VX Base/plinth trim panel, with brush strip, for W/D: 600 mm | EC000721 | 8620092 | Rittal |  | 100 |  | 1.3 | x |  |  | 3.813 | 2021-05-01 | 44.2 | 2 | piece(s) | 4028177922457 | PK |  |  |  | 94039010
8620093 | VX | VX Base/plinth trim panel, with brush strip, for W/D: 800 mm | VX Base/plinth trim panel, with brush strip, for W/D: 800 mm | EC000721 | 8620093 | Rittal |  | 100 |  | 1.76 | x |  |  | 5.686 | 2021-05-01 | 47.8 | 2 | piece(s) | 4028177922464 | PK |  |  |  | 94039010
8620094 | VX | VX Base/plinth trim panel, with brush strip, for W/D: 1000 mm | VX Base/plinth trim panel, with brush strip, for W/D: 1000 mm | EC000721 | 8620094 | Rittal |  | 100 |  | 2.28 | x |  |  | 0 | 2021-05-01 | 51.5 | 2 | piece(s) | 4028177922471 | PK |  |  |  | 94039010
8620095 | VX | VX Base/plinth trim panel, with brush strip, for W/D: 1200 mm | VX Base/plinth trim panel, with brush strip, for W/D: 1200 mm | EC000721 | 8620095 | Rittal |  | 100 |  | 2.8 | x |  |  | 8.345 | 2021-05-01 | 54.9 | 2 | piece(s) | 4028177922488 | PK |  |  |  | 94039010
8620100 | VX | VX Filter mat, for base/plinth panel, vented, 2 rolls each length: 2000 mm | VX Filter mat, for base/plinth panel, vented, 2 rolls each length: 2000 mm | EC002513 | 8620100 | Rittal |  | 0 |  | 0.38 | x |  |  | 9.22 | 2021-05-01 | 27.2 | 1 | piece(s) | 4028177929531 | PCE |  |  |  | 73144900
8620400 | VX | VX Base/plinth installation bracket, for trim panels H: 100 / 200 mm | VX Base/plinth installation bracket, for base/plinth, sheet steel and stainless steel, for base/plinth trim panels H: 100 / 200 mm | EC000721 | 8620400 | Rittal |  | 0 |  | 0.232 | x |  |  | 0.126 | 2021-05-01 | 11 | 2 | piece(s) | 4028177927100 | PK |  |  |  | 83024900
8620500 | VX | VX Trim panel, hinged at the top, WH: 600x300 | VX Trim panel, hinged at the top, WH: 600x300 mm | EC002617 | 8620500 | Rittal | 0 | 300 | 0 | 4 | x |  |  | 15.872 | 2021-05-01 | 65.7 | 1 | piece(s) | 4028177922570 | PCE |  |  |  | 94039010
8620501 | VX | VX Trim panel, hinged at the top, WH: 800x300 | VX Trim panel, hinged at the top, WH: 800x300 mm | EC002617 | 8620501 | Rittal | 0 | 300 | 0 | 5.52 | x |  |  | 8 | 2021-05-01 | 71.2 | 1 | piece(s) | 4028177922587 | PCE |  |  |  | 94039010
8620502 | VX | VX Trim panel, hinged at the top, WH: 1200x300 | VX Trim panel, hinged at the top, WH: 1200x300 mm | EC002617 | 8620502 | Rittal | 0 | 300 | 0 | 8.18 | x |  |  | 39.06 | 2021-05-01 | 85.8 | 1 | piece(s) | 4028177922594 | PCE |  |  |  | 94039010
8620520 | VX | VX Drawer, W: 600x200 mm | VX Drawer, WH: 600x200 mm | EC002620 | 8620520 | Rittal | 600 | 200 | 0 | 17.1 | x |  |  | 18 | 2021-05-01 | 231.4 | 1 | piece(s) | 4028177926875 | PCE |  |  |  | 94039010
8620521 | VX | VX Drawer, W: 800x200 mm | VX Drawer, WH: 800x200 mm | EC002620 | 8620521 | Rittal | 800 | 200 | 0 | 21.9 | x |  |  | 24 | 2021-05-01 | 264 | 1 | piece(s) | 4028177926882 | PCE |  |  |  | 94039010
8620900 | VX | VX System divider, D: 500 mm | VX System divider, depth 500 mm | EC002620 | 8620900 | Rittal |  |  |  | 1.56 | x |  |  | 0.63 | 2021-05-01 | 45.7 | 2 | piece(s) | 4028177922617 | PK |  |  |  | 73269098
8620901 | VX | VX System divider, D: 600 mm | VX System divider, depth 600 mm | EC002620 | 8620901 | Rittal |  |  |  | 1.56 | x |  |  | 0.63 | 2021-05-01 | 47.8 | 2 | piece(s) | 4028177922624 | PK |  |  |  | 73269098
8626000 | VX | VX Baying enclosure system, WHD: 600x2200x600 mm, single door | VX Baying enclosure system, WHD: 600x2200x600 mm, sheet steel, with mounting plate, single door at the front | EC000261 | 8626000 | Rittal | 600 | 2200 | 600 | 106 | 499 x 2096 | 499 | 2096 | 849.303 | 2021-05-01 | 478 | 1 | piece(s) | 4028177813762 | PCE |  |  |  | 94032080
8640000 | VX | VX Base/plinth with trim panel, front/rear, H: 100 mm, for W: 300 mm | VX Base/plinth corner piece, with base/plinth trim panel, front and rear, H: 100 mm, for W: 300 mm, sheet steel | EC000721 | 8640000 | Rittal |  | 100 |  | 3.72 | x |  |  | 2.082 | 2021-05-01 | 66.9 | 2 | piece(s) | 4028177958746 | PK |  |  |  | 94039010
8640001 | VX | VX Base/plinth with trim panel, front/rear, H: 100 mm, for W: 400 mm | VX Base/plinth corner piece, with base/plinth trim panel, front and rear, H: 100 mm, for W: 400 mm, sheet steel | EC000721 | 8640001 | Rittal |  | 100 |  | 3.67 | x |  |  | 0 | 2021-05-01 | 24.9 | 2 | piece(s) | 4028177958739 | PK |  |  |  | 94039010
8640002 | VX | VX Base/plinth with trim panel, front/rear, H: 100 mm, for W: 600 mm | VX Base/plinth corner piece, with base/plinth trim panel, front and rear, H: 100 mm, for W: 600 mm, sheet steel | EC000721 | 8640002 | Rittal |  | 100 |  | 4.42 | x |  |  | 4.94 | 2021-05-01 | 26.9 | 2 | piece(s) | 4028177958760 | PK |  |  |  | 94039010
8640003 | VX | VX Base/plinth with trim panel, front/rear, H: 100 mm, for W: 800 mm | VX Base/plinth corner piece, with base/plinth trim panel, front and rear, H: 100 mm, for W: 800 mm, sheet steel | EC000721 | 8640003 | Rittal |  | 100 |  | 5.18 | x |  |  | 6.872 | 2021-05-01 | 27.7 | 2 | piece(s) | 4028177958753 | PK |  |  |  | 94039010
8640004 | VX | VX Base/plinth with trim panel, front/rear, H: 100 mm, for W: 850 mm | VX Base/plinth corner piece, with base/plinth trim panel, front and rear, H: 100 mm, for W: 850 mm, sheet steel | EC000721 | 8640004 | Rittal |  | 100 |  | 5.58 | x |  |  | 5.836 | 2021-05-01 | 34.6 | 2 | piece(s) | 4028177958777 | PK |  |  |  | 94039010
8640005 | VX | VX Base/plinth with trim panel, front/rear, H: 100 mm, for W: 1000 mm | VX Base/plinth corner piece, with base/plinth trim panel, front and rear, H: 100 mm, for W: 1000 mm, sheet steel | EC000721 | 8640005 | Rittal |  | 100 |  | 5.94 | x |  |  | 16.805 | 2021-05-01 | 35.6 | 2 | piece(s) | 4028177958784 | PK |  |  |  | 94039010
8640006 | VX | VX Base/plinth with trim panel, front/rear, H: 100 mm, for W: 1100 mm | VX Base/plinth corner piece, with base/plinth trim panel, front and rear, H: 100 mm, for W: 1100 mm, sheet steel | EC000721 | 8640006 | Rittal |  | 100 |  | 6.32 | x |  |  | 7.285 | 2021-05-01 | 36.2 | 2 | piece(s) | 4028177958791 | PK |  |  |  | 94039010
8640007 | VX | VX Base/plinth with trim panel, front/rear, H: 100 mm, for W: 1200 mm | VX Base/plinth corner piece, with base/plinth trim panel, front and rear, H: 100 mm, for W: 1200 mm, sheet steel | EC000721 | 8640007 | Rittal |  | 100 |  | 7.02 | x |  |  | 10.618 | 2021-05-01 | 36.5 | 2 | piece(s) | 4028177958807 | PK |  |  |  | 94039010
8640008 | VX | VX Base/plinth with trim panel, front/rear, H: 100 mm, for W: 1600 mm | VX Base/plinth corner piece, with base/plinth trim panel, front and rear, H: 100 mm, for W: 1600 mm, sheet steel | EC000721 | 8640008 | Rittal |  | 100 |  | 7.8 | x |  |  | 12.435 | 2021-05-01 | 40 | 2 | piece(s) | 4028177958814 | PK |  |  |  | 94039010
8640009 | VX | VX Base/plinth with trim panel, front/rear, H: 100 mm, for W: 1800 mm | VX Base/plinth corner piece, with base/plinth trim panel, front and rear, H: 100 mm, for W: 1800 mm, sheet steel | EC000721 | 8640009 | Rittal |  | 100 |  | 9.03 | x |  |  | 27.72 | 2021-05-01 | 50.4 | 2 | piece(s) | 4028177958821 | PK |  |  |  | 94039010
8640020 | VX | VX Base/plinth with trim panel, front/rear, H: 200 mm, for W: 300 mm | VX Base/plinth corner piece, with base/plinth trim panel, front and rear, H: 200 mm, for W: 300 mm, sheet steel | EC000721 | 8640020 | Rittal |  | 200 |  | 5.82 | x |  |  | 9.35 | 2021-05-01 | 88.8 | 2 | piece(s) | 4028177958845 | PK |  |  |  | 94039010
8640021 | VX | VX Base/plinth with trim panel, front/rear, H: 200 mm, for W: 400 mm | VX Base/plinth corner piece, with base/plinth trim panel, front and rear, H: 200 mm, for W: 400 mm, sheet steel | EC000721 | 8640021 | Rittal |  | 200 |  | 6.42 | x |  |  | 5.517 | 2021-05-01 | 41.4 | 2 | piece(s) | 4028177958852 | PK |  |  |  | 94039010
8640022 | VX | VX Base/plinth with trim panel, front/rear, H: 200 mm, for W: 600 mm | VX Base/plinth corner piece, with base/plinth trim panel, front and rear, H: 200 mm, for W: 600 mm, sheet steel | EC000721 | 8640022 | Rittal |  | 200 |  | 7.84 | x |  |  | 0 | 2021-05-01 | 44.1 | 2 | piece(s) | 4028177958869 | PK |  |  |  | 94039010
8640023 | VX | VX Base/plinth with trim panel, front/rear, H: 200 mm, for W: 800 mm | VX Base/plinth corner piece, with base/plinth trim panel, front and rear, H: 200 mm, for W: 800 mm, sheet steel | EC000721 | 8640023 | Rittal |  | 200 |  | 9.24 | x |  |  | 13.167 | 2021-05-01 | 52.8 | 2 | piece(s) | 4028177958876 | PK |  |  |  | 94039010
8640024 | VX | VX Base/plinth with trim panel, front/rear, H: 200 mm, for W: 1000 mm | VX Base/plinth corner piece, with base/plinth trim panel, front and rear, H: 200 mm, for W: 1000 mm, sheet steel | EC000721 | 8640024 | Rittal |  | 200 |  | 11 | x |  |  | 16.005 | 2021-05-01 | 67.4 | 2 | piece(s) | 4028177958883 | PK |  |  |  | 94039010
8640025 | VX | VX Base/plinth with trim panel, front/rear, H: 200 mm, for W: 1200 mm | VX Base/plinth corner piece, with base/plinth trim panel, front and rear, H: 200 mm, for W: 1200 mm, sheet steel | EC000721 | 8640025 | Rittal |  | 200 |  | 12 | x |  |  | 16.359 | 2021-05-01 | 74.4 | 2 | piece(s) | 4028177958890 | PK |  |  |  | 94039010
8640026 | VX | VX Base/plinth with trim panel, front/rear, H: 200 mm, for W: 1600 mm | VX Base/plinth corner piece, with base/plinth trim panel, front and rear, H: 200 mm, for W: 1600 mm, sheet steel | EC000721 | 8640026 | Rittal |  | 200 |  | 14.9 | x |  |  | 22.63 | 2021-05-01 | 92 | 2 | piece(s) | 4028177958906 | PK |  |  |  | 94039010
8640027 | VX | VX Base/plinth with trim panel, front/rear, H: 200 mm, for W: 1800 mm | VX Base/plinth corner piece, with base/plinth trim panel, front and rear, H: 200 mm, for W: 1800 mm, sheet steel | EC000721 | 8640027 | Rittal |  | 200 |  | 16.3 | x |  |  | 53.361 | 2021-05-01 | 97 | 2 | piece(s) | 4028177958913 | PK |  |  |  | 94039010
8640030 | VX | VX Base/plinth trim panel, side, H: 100 mm, for D: 400 mm | VX Base/plinth trim panel, side, H: 100 mm, for D: 300 mm, sheet steel | EC000721 | 8640030 | Rittal |  | 100 |  | 0.614 | x |  |  | 0 | 2021-05-01 | 13 | 2 | piece(s) | 4028177958920 | PK |  |  |  | 94039010
8640031 | VX | VX Base/plinth trim panel, side, H: 100 mm, for D: 400 mm | VX Base/plinth trim panel, side, H: 100 mm, for D: 400 mm, sheet steel | EC000721 | 8640031 | Rittal |  | 100 |  | 0.98 | x |  |  | 1.53 | 2021-05-01 | 14.2 | 2 | piece(s) | 4028177958937 | PK |  |  |  | 94039010
8640032 | VX | VX Base/plinth trim panel, side, H: 100 mm, for D: 500 mm | VX Base/plinth trim panel, side, H: 100 mm, for D: 500 mm, sheet steel | EC000721 | 8640032 | Rittal |  | 100 |  | 1.36 | x |  |  | 0.9 | 2021-05-01 | 15.6 | 2 | piece(s) | 4028177958944 | PK |  |  |  | 94039010
8640033 | VX | VX Base/plinth trim panel, side, H: 100 mm, for D: 600 mm | VX Base/plinth trim panel, side, H: 100 mm, for D: 600 mm, sheet steel | EC000721 | 8640033 | Rittal |  | 100 |  | 1.78 | x |  |  | 0 | 2021-05-01 | 17.5 | 2 | piece(s) | 4028177958951 | PK |  |  |  | 94039010
8640034 | VX | VX Base/plinth trim panel, side, H: 100 mm, for D: 800 mm | VX Base/plinth trim panel, side, H: 100 mm, for D: 800 mm, sheet steel | EC000721 | 8640034 | Rittal |  | 100 |  | 2.54 | x |  |  | 1.92 | 2021-05-01 | 23 | 2 | piece(s) | 4028177958968 | PK |  |  |  | 94039010
8640035 | VX | VX Base/plinth trim panel, side, H: 100 mm, for D: 1000 mm | VX Base/plinth trim panel, side, H: 100 mm, for D: 1000 mm, sheet steel | EC000721 | 8640035 | Rittal |  | 100 |  | 3.3 | x |  |  | 3.076 | 2021-05-01 | 28.5 | 2 | piece(s) | 4028177958975 | PK |  |  |  | 94039010
8640036 | VX | VX Base/plinth trim panel, side, H: 100 mm, for D: 1200 mm | VX Base/plinth trim panel, side, H: 100 mm, for D: 1200 mm, sheet steel | EC000721 | 8640036 | Rittal |  | 100 |  | 4.12 | x |  |  | 3.841 | 2021-05-01 | 56.8 | 2 | piece(s) | 4028177958982 | PK |  |  |  | 94039010
8640040 | VX | VX Base/plinth trim panel, side, H: 200 mm, for D: 300 mm, sheet steel | VX Base/plinth trim panel, side, H: 200 mm, for D: 300 mm, sheet steel | EC000721 | 8640040 | Rittal |  | 200 |  | 1.12 | x |  |  | 0.479 | 2021-05-01 | 18.3 | 2 | piece(s) | 4028177959019 | PK |  |  |  | 94039010
8640041 | VX | VX Base/plinth trim panel, side, H: 200 mm, for D: 400 mm | VX Base/plinth trim panel, side, H: 200 mm, for D: 400 mm, sheet steel | EC000721 | 8640041 | Rittal |  | 200 |  | 1.7 | x |  |  | 1.67 | 2021-05-01 | 19.7 | 2 | piece(s) | 4028177959026 | PK |  |  |  | 94039010
8640042 | VX | VX Base/plinth trim panel, side, H: 200 mm, for D: 500 mm | VX Base/plinth trim panel, side, H: 200 mm, for D: 500 mm, sheet steel | EC000721 | 8640042 | Rittal |  | 200 |  | 2.32 | x |  |  | 2.415 | 2021-05-01 | 22.2 | 2 | piece(s) | 4028177959033 | PK |  |  |  | 94039010
8640043 | VX | VX Base/plinth trim panel, side, H: 200 mm, for D: 600 mm | VX Base/plinth trim panel, side, H: 200 mm, for D: 600 mm, sheet steel | EC000721 | 8640043 | Rittal |  | 200 |  | 3 | x |  |  | 3.345 | 2021-05-01 | 23.9 | 2 | piece(s) | 4028177959040 | PK |  |  |  | 94039010
8640044 | VX | VX Base/plinth trim panel, side, H: 200 mm, for D: 800 mm | VX Base/plinth trim panel, side, H: 200 mm, for D: 800 mm, sheet steel | EC000721 | 8640044 | Rittal |  | 200 |  | 4.14 | x |  |  | 3.518 | 2021-05-01 | 34 | 2 | piece(s) | 4028177959057 | PK |  |  |  | 94039010
8640045 | VX | VX Base/plinth trim panel, side, H: 200 mm, for D: 1000 mm | VX Base/plinth trim panel, side, H: 200 mm, for D: 1000 mm, sheet steel | EC000721 | 8640045 | Rittal |  | 200 |  | 5.58 | x |  |  | 7.098 | 2021-05-01 | 48.4 | 2 | piece(s) | 4028177959064 | PK |  |  |  | 94039010
8640046 | VX | VX Base/plinth trim panel, side, H: 200 mm, for D: 1200 mm | VX Base/plinth trim panel, side, H: 200 mm, for D: 1200 mm, sheet steel | EC000721 | 8640046 | Rittal |  | 200 |  | 6.7 | x |  |  | 13.356 | 2021-05-01 | 65.2 | 2 | piece(s) | 4028177959071 | PK |  |  |  | 94039010
8645000 | VX | VX Baying enclosure system, WHD: 600x1400x500 mm, single door | VX Baying enclosure system, WHD: 600x1400x500 mm, sheet steel, with mounting plate, single door at the front | EC000261 | 8645000 | Rittal | 600 | 1400 | 500 | 73.8 | 499 x 1296 | 499 | 1296 | 455.853 | 2021-05-01 | 373 | 1 | piece(s) | 4028177813779 | PCE |  |  |  | 94032080
8665000 | VX | VX Baying enclosure system, WHD: 600x1600x500 mm, single door | VX Baying enclosure system, WHD: 600x1600x500 mm, sheet steel, with mounting plate, single door at the front | EC000261 | 8665000 | Rittal | 600 | 1600 | 500 | 81.9 | 499 x 1496 | 499 | 1496 | 520.513 | 2021-05-01 | 390 | 1 | piece(s) | 4028177813786 | PCE |  |  |  | 94032080
8684000 | VX | VX Baying enclosure system, WHD: 600x1800x400 mm, single door | VX Baying enclosure system, WHD: 600x1800x400 mm, sheet steel, with mounting plate, single door at the front | EC000261 | 8684000 | Rittal | 600 | 1800 | 400 | 86.9 | 499 x 1696 | 499 | 1696 | 482.546 | 2021-05-01 | 373 | 1 | piece(s) | 4028177813793 | PCE |  |  |  | 94032080
8685000 | VX | VX Baying enclosure system, WHD: 600x1800x500 mm, single door | VX Baying enclosure system, WHD: 600x1800x500 mm, sheet steel, with mounting plate, single door at the front | EC000261 | 8685000 | Rittal | 600 | 1800 | 500 | 90 | 499 x 1696 | 499 | 1696 | 585.173 | 2021-05-01 | 404 | 1 | piece(s) | 4028177813809 | PCE |  |  |  | 94032080
8686000 | VX | VX Baying enclosure system, WHD: 600x1800x600 mm, single door | VX Baying enclosure system, WHD: 600x1800x600 mm, sheet steel, with mounting plate, single door at the front | EC000261 | 8686000 | Rittal | 600 | 1800 | 600 | 92.3 | 499 x 1696 | 499 | 1696 | 695.583 | 2021-05-01 | 430 | 1 | piece(s) | 4028177813816 | PCE |  |  |  | 94032080
8700030 | VX | VX Side panel, screw-fastened, for HD: 1800x400 mm, stainless steel | VX Side panel, screw-fastened, for HD: 1800x400 mm, stainless steel, 1.4301 | EC002524 | 8700030 | Rittal |  |  |  | 17.8 | x |  |  | 30.59 | 2021-05-01 | 227.3 | 2 | piece(s) | 4028177921450 | PK |  |  |  | 94039010
8700040 | VX | VX Side panel, screw-fastened, for HD: 1800x500 mm, stainless steel | VX Side panel, screw-fastened, for HD: 1800x500 mm, stainless steel, 1.4301 | EC002524 | 8700040 | Rittal |  |  |  | 19 | x |  |  | 79.8 | 2021-05-01 | 257 | 2 | piece(s) | 4028177921467 | PK |  |  |  | 94039010
8700050 | VX | VX Side panel, screw-fastened, for HD: 2000x600 mm, stainless steel | VX Side panel, screw-fastened, for HD: 2000x600 mm, stainless steel, 1.4301 | EC002524 | 8700050 | Rittal |  |  |  | 23.7 | x |  |  | 48.51 | 2021-05-01 | 335 | 2 | piece(s) | 4028177921474 | PK |  |  |  | 94039010
8700140 | TS | TS Baying cover, top, for D: 400 mm, stainless steel, 1.4301 | TS Baying cover, top, for D: 400 mm, stainless steel, 1.4301 | EC002622 | 8700140 | Rittal |  |  |  | 0.26 | x |  |  | 0.525 | 2021-05-01 | 16.6 | 1 | piece(s) | 4028177300156 | PCE |  |  |  | 73269098
8700150 | TS | TS Baying cover, top, for D: 500 mm, stainless steel, 1.4301 | TS Baying cover, top, for D: 500 mm, stainless steel, 1.4301 | EC002622 | 8700150 | Rittal |  |  |  | 0.32 | x |  |  | 0.57 | 2021-05-01 | 17.9 | 1 | piece(s) | 4028177300149 | PCE |  |  |  | 73269098
8700160 | TS | TS Baying cover, top, for D: 600 mm, stainless steel, 1.4301 | TS Baying cover, top, for D: 600 mm, stainless steel, 1.4301 | EC002622 | 8700160 | Rittal |  |  |  | 0.38 | x |  |  | 0.72 | 2021-05-01 | 19.4 | 1 | piece(s) | 4028177300132 | PCE |  |  |  | 73269098
8701180 | TS | TS 180° hinge, for TS, SE, sheet steeldoor, matt nickel-plated | TS 180° hinge, for TS, SE, sheet steeldoor, matt nickel-plated | EC001167 | 8701180 | Rittal |  |  |  | 0.924 | x |  |  | 0.767 | 2021-05-01 | 31.6 | 4 | piece(s) | 4028177300057 | PK |  |  |  | 83021000
8800130 | TS | TS Support strip, for TS, SE, CM, TP | TS Support strip, for TS, SE, CM, TP, for the inner mounting level: for W/D: 600 mm, L: 590 mm | EC002620 | 8800130 | Rittal |  |  |  | 6.16 | x |  |  | 0 | 2021-05-01 | 58.2 | 20 | piece(s) | 4028177212503 | PK |  |  |  | 73269098
8800190 | TS | TS 18° hinge, for TS, SE, sheet steeldoor, RAL 7035 | TS 180° hinge, for TS, SE, sheet steeldoor, RAL 7035 | EC001167 | 8800190 | Rittal |  |  |  | 0.908 | x |  |  | 0.208 | 2021-05-01 | 25.5 | 4 | piece(s) | 4028177213166 | PK |  |  |  | 83021000
8800490 | TS | TS Baying connector, external, for TS/TS | TS Baying connector, external, for TS/TS | EC002622 | 8800490 | Rittal |  |  |  | 0.408 | x |  |  | 0.032 | 2021-05-01 | 8.04 | 6 | piece(s) | 4028177212732 | PK |  |  |  | 83024900
8800695 | VX | VX EMC shielding seal | VX EMC shielding seal | EC002620 | 8800695 | Rittal | 40 | 0 |  | 0.7 | x |  |  | 0.661 | 2021-05-01 | 52.5 | 1 | piece(s) | 4028177947238 | PCE |  |  |  | 84841000
8800710 | TS | TS 180° hinge, for TS, SE, Doors with high dynamic loads, RAL 7035 | TS 180° hinge, for TS, SE, Doors with high dynamic loads, RAL 7035 | EC001167 | 8800710 | Rittal |  |  |  | 0.976 | x |  |  | 0 | 2021-05-01 | 52 | 4 | piece(s) | 4028177595064 | PK |  |  |  | 83021000
8800750 | TS | TS Cable duct for mounting plate, WHD: 30x2000x80 mm | TS Cable duct for mounting plate, WHD: 30x2000x80 mm | EC000012 | 8800750 | Rittal | 30 |  | 80 | 22.44 | x |  |  | 3.766 | 2021-05-01 | 197.8 | 24 | piece(s) | 4028177445444 | PK |  |  |  | 39259020
8800751 | TS | TS Cable duct for mounting plate, WHD: 40x2000x80 mm | TS Cable duct for mounting plate, WHD: 40x2000x80 mm | EC000012 | 8800751 | Rittal | 40 |  | 80 | 24.18 | x |  |  | 0 | 2021-05-01 | 181 | 20 | piece(s) | 4028177445451 | PK |  |  |  | 39259020
8800752 | TS | TS Cable duct for mounting plate, WHD: 60x2000x80 mm | TS Cable duct for mounting plate, WHD: 60x2000x80 mm | EC000012 | 8800752 | Rittal | 60 |  | 80 | 25.236 | x |  |  | 9.6 | 2021-05-01 | 164.8 | 18 | piece(s) | 4028177445468 | PK |  |  |  | 39259020
8800753 | TS | TS Cable duct for mounting plate, WHD: 80x2000x80 mm | TS Cable duct for mounting plate, WHD: 80x2000x80 mm | EC000012 | 8800753 | Rittal | 80 |  | 80 | 21.072 | x |  |  | 13.6 | 2021-05-01 | 129.7 | 12 | piece(s) | 4028177445475 | PK |  |  |  | 39259020
8800754 | TS | TS Cable duct for mounting plate, WHD: 100x2000x80 mm | TS Cable duct for mounting plate, WHD: 100x2000x80 mm | EC000012 | 8800754 | Rittal | 100 |  | 80 | 24.372 | x |  |  | 10.517 | 2021-05-01 | 155.9 | 12 | piece(s) | 4028177445482 | PK |  |  |  | 39259020
8800755 | VX | VX Cable duct, WD: 50x80 mm, L: 2000 mm | VX Cable duct, for mounting plate and section, WD: 50x80 mm, L: 2000 mm | EC000012 | 8800755 | Rittal | 50 |  | 80 | 19.4 | x |  |  | 12.864 | 2021-05-01 | 163.5 | 18 | piece(s) | 4028177919648 | PK |  |  |  | 39259020
8800770 | VX | VX Insulating cap | VX Insulating cap, for screw head | EC002375 | 8800770 | Rittal |  |  |  | 0.1 | x |  |  | 0.003 | 2021-05-01 | 13.1 | 100 | piece(s) | 4028177919655 | PK |  |  |  | 39269097
8800825 | TS | TS Baying cover, top, for D: 1200 mm, Plastic, RAL 7035 | TS Baying cover, top, for D: 1200 mm, Plastic, RAL 7035 | EC002622 | 8800825 | Rittal |  |  |  | 0.121 | x |  |  | 1.044 | 2021-05-01 | 14.7 | 1 | piece(s) | 4028177683051 | PCE |  |  |  | 94039010
8800845 | TS | TS Baying cover, top, for D: 400 mm, Plastic, RAL 7035 | TS Baying cover, top, for D: 400 mm, Plastic, RAL 7035 | EC002622 | 8800845 | Rittal |  |  |  | 0.05 | x |  |  | 0.35 | 2021-05-01 | 7.85 | 1 | piece(s) | 4028177683013 | PCE |  |  |  | 39269097
8800855 | TS | TS Baying cover, top, for D: 500 mm, Plastic, RAL 7035 | TS Baying cover, top, for D: 500 mm, Plastic, RAL 7035 | EC002622 | 8800855 | Rittal |  |  |  | 0.13 | x |  |  | 0.525 | 2021-05-01 | 8.59 | 1 | piece(s) | 4028177683020 | PCE |  |  |  | 39269097
8800865 | TS | TS Baying cover, top, for D: 600 mm, Plastic, RAL 7035 | TS Baying cover, top, for D: 600 mm, Plastic, RAL 7035 | EC002622 | 8800865 | Rittal |  |  |  | 0.068 | x |  |  | 0.54 | 2021-05-01 | 9.44 | 1 | piece(s) | 4028177683037 | PCE |  |  |  | 39269097
8800875 | VX | VX Baying cover, vertical | VX Baying cover, vertical, for H: 2200 mm | EC002622 | 8800875 | Rittal |  | 0 |  | 0.52 | x |  |  | 4.83 | 2021-05-01 | 52.4 | 2 | piece(s) | 4028177924840 | PK |  |  |  | 83024900
8800885 | TS | TS Baying cover, top, for D: 800 mm, Plastic, RAL 7035 | TS Baying cover, top, for D: 800 mm, Plastic, RAL 7035 | EC002622 | 8800885 | Rittal |  |  |  | 0.085 | x |  |  | 0.73 | 2021-05-01 | 11 | 1 | piece(s) | 4028177683044 | PCE |  |  |  | 39269097
8800900 | PC | PC Component shelf, static installation, for TS, PC, IW, | PC Component shelf, static installation, for TS, PC, IW, prepared for fan expansion kit, for WD: 400x600 mm | EC002620 | 8800900 | Rittal | 0 |  |  | 4.6 | x |  |  | 20.52 | 2021-05-01 | 34 | 1 | piece(s) | 4028177263086 | PCE |  |  |  | 94039010
8800910 | PC | PC Component shelf, static installation, for TS, PC, IW, | PC Component shelf, static installation, for TS, PC, IW, prepared for fan expansion kit, for WD: 600x800 mm | EC002620 | 8800910 | Rittal | 0 |  |  | 6 | x |  |  | 35.539 | 2021-05-01 | 39.8 | 1 | piece(s) | 4028177266919 | PCE |  |  |  | 94039010
8800920 | PC | PC Base/plinth, stationary, for PC, IW, for D: 600 mm, H: 100 mm, Sheet steel | PC Base/plinth, stationary, for PC, IW, for D: 600 mm, H: 100 mm, Sheet steel | EC000721 | 8800920 | Rittal |  | 100 |  | 13 | x |  |  | 55.695 | 2021-05-01 | 181.1 | 1 | piece(s) | 4028177266926 | PCE |  |  |  | 94039010
8801000 | TS | Holder for protective bar | TS Holder for protective bar | EC002620 | 8801000 | Rittal |  |  |  | 0.438 | x |  |  | 0.087 | 2021-05-01 | 6.52 | 2 | piece(s) | 4028177516977 | PK |  |  |  | 83024900
8801010 | TS | TS Protective bar, for TS, SE, can be shortened, for W: 1200 mm, L: 1090 mm | TS Protective bar, for TS, SE, can be shortened, for W: 1200 mm, L: 1090 mm | EC002620 | 8801010 | Rittal |  |  |  | 2.3 | x |  |  | 4.84 | 2021-05-01 | 36.5 | 1 | piece(s) | 4028177516984 | PCE |  |  |  | 94039090
8801260 | TS | Stay for trim panel, hinged at the top | TS Stay for trim panel, hinged at the top | EC002620 | 8801260 | Rittal |  |  |  | 0.432 | x |  |  | 0.1 | 2021-05-01 | 12.1 | 2 | piece(s) | 4028177319165 | PK |  |  |  | 83024900
8804000 | VX | VX Baying enclosure system, WHD: 800x2000x400 mm, single door | VX Baying enclosure system, WHD: 800x2000x400 mm, sheet steel, with mounting plate, single door at the front | EC000261 | 8804000 | Rittal | 800 | 2000 | 400 | 120 | 699 x 1896 | 699 | 1896 | 700.083 | 2021-05-01 | 442 | 1 | piece(s) | 4028177813823 | PCE |  |  |  | 94032080
8805000 | VX | VX Baying enclosure system, WHD: 800x2000x500 mm, single door | VX Baying enclosure system, WHD: 800x2000x500 mm, sheet steel, with mounting plate, single door at the front | EC000261 | 8805000 | Rittal | 800 | 2000 | 500 | 122 | 699 x 1896 | 699 | 1896 | 862.893 | 2021-05-01 | 462 | 1 | piece(s) | 4028177813830 | PCE |  |  |  | 94032080
8806000 | VX | VX Baying enclosure system, WHD: 800x2000x600 mm, single door | VX Baying enclosure system, WHD: 800x2000x600 mm, sheet steel, with mounting plate, single door at the front | EC000261 | 8806000 | Rittal | 800 | 2000 | 600 | 126 | 699 x 1896 | 699 | 1896 | 1038.366 | 2021-05-01 | 472 | 1 | piece(s) | 4028177813847 | PCE |  |  |  | 94032080
8807000 | VX | VX Baying enclosure system IP66 / NEMA4, WHD: 800x2000x600 mm, sheet steel | VX Baying enclosure system IP66 / NEMA4, WHD: 800x2000x600 mm, sheet steel, with mounting plate, single door at the front | EC000261 | 8807000 | Rittal | 800 | 2000 | 600 | 140 | 699 x 1896 | 699 | 1896 | 1126.188 | 2021-05-01 | 652 | 1 | piece(s) | 4028177924543 | PCE |  |  |  | 94032080
8807010 | VX | Baying enclosure system, WHD: 800x2000x600 mm, Sheet steel, EMC version | VX Baying enclosure system, WHD: 800x2000x600 mm, Sheet steel, EMC version, with mounting plate, single door at the front | EC002623 | 8807010 | Rittal | 800 | 2000 | 600 | 130 |  | 0 | 0 | 1105.524 | 2021-05-01 | 816 | 1 | piece(s) | 4028177924574 | PCE |  |  |  | 94032080
8807020 | VX | Baying enclosure system, WHD: 800x2000x800 mm, Sheet steel, EMC version | VX Baying enclosure system, WHD: 800x2000x800 mm, Sheet steel, EMC version, with mounting plate, single door at the front | EC002623 | 8807020 | Rittal | 800 | 2000 | 800 | 135 |  | 0 | 0 | 1445.445 | 2021-05-01 | 867 | 1 | piece(s) | 4028177924468 | PCE |  |  |  | 94032080
8808000 | VX | VX Baying enclosure system, WHD: 800x2000x800 mm, single door | VX Baying enclosure system, WHD: 800x2000x800 mm, sheet steel, with mounting plate, single door at the front | EC000261 | 8808000 | Rittal | 800 | 2000 | 800 | 138 | 699 x 1896 | 699 | 1896 | 1431.999 | 2021-05-01 | 529 | 1 | piece(s) | 4028177813854 | PCE |  |  |  | 94032080
8815000 | VX | VX Baying enclosure system, WHD: 800x1200x500 mm, single door | VX Baying enclosure system, WHD: 800x1200x500 mm, sheet steel, with mounting plate, single door at the front | EC000261 | 8815000 | Rittal | 800 | 1200 | 500 | 82.4 | 699 x 1096 | 699 | 1096 | 519.453 | 2021-05-01 | 397 | 1 | piece(s) | 4028177813861 | PCE |  |  |  | 94032080
8826000 | VX | VX Baying enclosure system, WHD: 800x2200x600 mm, single door | VX Baying enclosure system, WHD: 800x2200x600 mm, sheet steel, with mounting plate, single door at the front | EC000261 | 8826000 | Rittal | 800 | 2200 | 600 | 136 | 699 x 2096 | 699 | 2096 | 1127.763 | 2021-05-01 | 506 | 1 | piece(s) | 4028177813878 | PCE |  |  |  | 94032080
8840100 | VX | Baying enclosure system, WHD: 800x2000x600 mm, sheet steel | VX Baying enclosure system, WHD: 800x2000x600 mm, sheet steel, without mounting plate, glazed door at the front | EC000261 | 8840100 | Rittal | 800 | 2000 | 600 | 84.2 |  | 0 | 0 | 1076.66 | 2021-05-01 | 619 | 1 | piece(s) | 4028177951365 | PCE |  |  |  | 94032080
8840110 | VX | Baying enclosure system, WHD: 800x2000x800 mm, sheet steel | VX Baying enclosure system, WHD: 800x2000x800 mm, sheet steel, without mounting plate, glazed door at the front | EC000261 | 8840110 | Rittal | 800 | 2000 | 800 | 90 |  | 0 | 0 | 1407.94 | 2021-05-01 | 672 | 1 | piece(s) | 4028177951358 | PCE |  |  |  | 94032080
8840120 | VX | Baying enclosure system, WHD: 600x2000x600 mm, sheet steel | VX Baying enclosure system, WHD: 600x2000x600 mm, sheet steel, without mounting plate, glazed door at the front | EC000261 | 8840120 | Rittal | 600 | 2000 | 600 | 71 |  | 0 | 0 | 876.68 | 2021-05-01 | 593 | 1 | piece(s) | 4028177951402 | PCE |  |  |  | 94032080
8840130 | VX | Baying enclosure system, WHD: 600x2000x800 mm, sheet steel | VX Baying enclosure system, WHD: 600x2000x800 mm, sheet steel, without mounting plate, glazed door at the front | EC000261 | 8840130 | Rittal | 600 | 2000 | 800 | 75.4 |  | 0 | 0 | 1064.54 | 2021-05-01 | 609 | 1 | piece(s) | 4028177951396 | PCE |  |  |  | 94032080
8845000 | VX | VX Baying enclosure system, WHD: 800x1400x500 mm, single door | VX Baying enclosure system, WHD: 800x1400x500 mm, sheet steel, with mounting plate, single door at the front | EC000261 | 8845000 | Rittal | 800 | 1400 | 500 | 92.2 | 699 x 1296 | 699 | 1296 | 605.313 | 2021-05-01 | 404 | 1 | piece(s) | 4028177813885 | PCE |  |  |  | 94032080
8865000 | VX | VX Baying enclosure system, WHD: 800x1600x500 mm, single door | VX Baying enclosure system, WHD: 800x1600x500 mm, sheet steel, with mounting plate, single door at the front | EC000261 | 8865000 | Rittal | 800 | 1600 | 500 | 102 | 699 x 1496 | 699 | 1496 | 691.173 | 2021-05-01 | 421 | 1 | piece(s) | 4028177813892 | PCE |  |  |  | 94032080
8880000 | VX | VX Baying enclosure system, WHD: 800x1800x500 mm, two doors | VX Baying enclosure system, WHD: 800x1800x500 mm, sheet steel, with mounting plate, two doors at the front | EC000261 | 8880000 | Rittal | 800 | 1800 | 500 | 119 | 699 x 1696 | 699 | 1696 | 777.033 | 2021-05-01 | 487 | 1 | piece(s) | 4028177813908 | PCE |  |  |  | 94032080
8881000 | VX | VX Baying enclosure system, WHD: 800x1800x600 mm, two doors | VX Baying enclosure system, WHD: 800x1800x600 mm, sheet steel, with mounting plate, two doors at the front | EC000261 | 8881000 | Rittal | 800 | 1800 | 600 | 121 | 699 x 1696 | 699 | 1696 | 923.643 | 2021-05-01 | 519 | 1 | piece(s) | 4028177813915 | PCE |  |  |  | 94032080
8884000 | VX | VX Baying enclosure system, WHD: 800x1800x400 mm, single door | VX Baying enclosure system, WHD: 800x1800x400 mm, sheet steel, with mounting plate, single door at the front | EC000261 | 8884000 | Rittal | 800 | 1800 | 400 | 109 | 699 x 1696 | 699 | 1696 | 630.423 | 2021-05-01 | 423 | 1 | piece(s) | 4028177813922 | PCE |  |  |  | 94032080
8885000 | VX | VX Baying enclosure system, WHD: 800x1800x500 mm, single door | VX Baying enclosure system, WHD: 800x1800x500 mm, sheet steel, with mounting plate, single door at the front | EC000261 | 8885000 | Rittal | 800 | 1800 | 500 | 113.5 | 699 x 1696 | 699 | 1696 | 777.033 | 2021-05-01 | 438 | 1 | piece(s) | 4028177813939 | PCE |  |  |  | 94032080
8886000 | VX | VX Baying enclosure system, WHD: 800x1800x600 mm, single door | VX Baying enclosure system, WHD: 800x1800x600 mm, sheet steel, with mounting plate, single door at the front | EC000261 | 8886000 | Rittal | 800 | 1800 | 600 | 116 | 699 x 1696 | 699 | 1696 | 923.643 | 2021-05-01 | 474 | 1 | piece(s) | 4028177813946 | PCE |  |  |  | 94032080
8951000 | VX | VX Isolator door cover, WHD 103x2000x500 mm | VX Isolator door cover, WHD 103x2000x500 mm | EC000261 | 8951000 | Rittal | 103 | 2000 | 500 | 19 | x |  |  | 165.825 | 2021-05-01 | 267 | 1 | piece(s) | 4028177921061 | PCE |  |  |  | 73269098
8951010 | VX | VX Isolator door cover, WHD 103x2000x600 mm | VX Isolator door cover, WHdepth 103x2000x600 mm | EC000261 | 8951010 | Rittal | 103 | 2000 | 600 | 18.2 | x |  |  | 186.93 | 2021-05-01 | 280 | 1 | piece(s) | 4028177920941 | PCE |  |  |  | 73269098
8951020 | VX | VX Isolator door cover, WHD 103x1800x400 mm | VX Isolator door cover, WHD 103x1800x400 mm | EC000261 | 8951020 | Rittal | 103 | 1800 | 400 | 15.9 | x |  |  | 116.745 | 2021-05-01 | 251.4 | 1 | piece(s) | 4028177921078 | PCE |  |  |  | 73269098
8951030 | VX | VX Isolator door cover, WHD 103x1800x500 mm | VX Isolator door cover, WHD 103x1800x500 mm | EC000261 | 8951030 | Rittal | 103 | 1800 | 500 | 17 | x |  |  | 146.61 | 2021-05-01 | 259.8 | 1 | piece(s) | 4028177921047 | PCE |  |  |  | 73269098
8952000 | VX | VX isolator door cover, stainless steel, WHD 103x2000x500 mm | VX isolator door cover, stainless steel, WHD 103x2000x500 mm | EC000261 | 8952000 | Rittal | 103 | 2000 | 500 | 19 | x |  |  | 176.256 | 2021-05-01 | 824 | 1 | piece(s) | 4028177944732 | PCE |  |  |  | 94039010
8952010 | VX | VX isolator door cover, stainless steel, WHD 103x2000x600 mm | VX isolator door cover, stainless steel, WHD 103x2000x600 mm | EC000261 | 8952010 | Rittal | 103 | 2000 | 600 | 19.4 | x |  |  | 221.952 | 2021-05-01 | 845 | 1 | piece(s) | 4028177944695 | PCE |  |  |  | 94039010
8952020 | VX | VX isolator door cover, stainless steel,WHD 103x1800x400 mm | VX isolator door cover, stainless steel, WHD 103x1800x400 mm | EC000261 | 8952020 | Rittal | 103 | 1800 | 400 | 16.1 | x |  |  | 125.488 | 2021-05-01 | 792 | 1 | piece(s) | 4028177944701 | PCE |  |  |  | 94039010
8952030 | VX | VX isolator door cover, stainless steel, WHD 103x1800x500 mm | VX isolator door cover, stainless steel, WHD 103x1800x500 mm | EC000261 | 8952030 | Rittal | 103 | 1800 | 500 | 17 | x |  |  | 150.656 | 2021-05-01 | 808 | 1 | piece(s) | 4028177944725 | PCE |  |  |  | 94039010
9055310 | DK | DK Monitor/keyboard unit, WHD: 482.6 mm (19")x1 Ux680 mm | DK Monitor/keyboard unit, WHD: 482.6 mm (19")x1 Ux680 mm, 100-240 V, 1~, 50/60 Hz, german, RAL 7035 | EC001428 | 9055310 | Rittal | 482.6 | 0 | 680 | 18.8 | x |  |  | 74.784 | 2021-05-01 | 1458 | 1 | piece(s) | 4028177638372 | PCE |  |  |  | 85286200
9055312 | DK | DK Monitor/keyboard unit, WHD: 482.6 mm (19")x1 Ux680 mm | DK Monitor/keyboard unit, WHD: 482.6 mm (19")x1 Ux680 mm, 100-240 V, 1~, 50/60 Hz, US-english, RAL 7035 | EC001428 | 9055312 | Rittal | 482.6 | 0 | 680 | 17.25 | x |  |  | 70.112 | 2021-05-01 | 1458 | 1 | piece(s) | 4028177638389 | PCE |  |  |  | 85286200
9055410 | DK | DK Monitor/keyboard unit, WHD: 482.6 mm (19")x1 Ux680 mm | DK Monitor/keyboard unit, WHD: 482.6 mm (19")x1 Ux680 mm, 100-240 V, 1~, 50/60 Hz, german, RAL 9005 | EC001428 | 9055410 | Rittal | 482.6 | 0 | 680 | 18.8 | x |  |  | 66.769 | 2021-05-01 | 1458 | 1 | piece(s) | 4028177638396 | PCE |  |  |  | 85286200
9055412 | DK | DK Monitor/keyboard unit, WHD: 482.6 mm (19")x1 Ux680 mm | DK Monitor/keyboard unit, WHD: 482.6 mm (19")x1 Ux680 mm, 100-240 V, 1~, 50/60 Hz, US-english, RAL 9005 | EC001428 | 9055412 | Rittal | 482.6 | 0 | 680 | 16.5 | x |  |  | 68.46 | 2021-05-01 | 1458 | 1 | piece(s) | 4028177638402 | PCE |  |  |  | 85286200
9101210 | GA | GA Cast aluminium enclosure, WHD: 58x64x34 mm, Cast aluminum | GA Cast aluminium enclosure, WHD: 58x64x34 mm, Cast aluminum, without mounting plate, with cover | EC000261 | 9101210 | Rittal | 58 | 64 | 36 | 0.75 | x |  |  | 0.219 | 2021-05-01 | 44.6 | 5 | piece(s) | 4028177145337 | PK |  |  |  | 76169990
9102210 | GA | GA Cast aluminium enclosure, WHD: 98x64x35 mm, Cast aluminum | GA Cast aluminium enclosure, WHD: 98x64x35 mm, Cast aluminum, without mounting plate, with cover | EC000261 | 9102210 | Rittal | 98 | 64 | 36 | 0.702 | x |  |  | 0 | 2021-05-01 | 31.3 | 3 | piece(s) | 4028177145344 | PK |  |  |  | 76169990
9104210 | GA | GA Cast aluminium enclosure, WHD: 75x80x57 mm, Cast aluminum | GA Cast aluminium enclosure, WHD: 75x80x57 mm, Cast aluminum, without mounting plate, with cover | EC000261 | 9104210 | Rittal | 75 | 80 | 58 | 0.32 | x |  |  | 0.578 | 2021-05-01 | 13.5 | 1 | piece(s) | 4028177145368 | PCE |  |  |  | 76169990
9105210 | GA | GA Cast aluminium enclosure, WHD: 125x80x57 mm, Cast aluminum | GA Cast aluminium enclosure, WHD: 125x80x57 mm, Cast aluminum, without mounting plate, with cover | EC000261 | 9105210 | Rittal | 125 | 80 | 58 | 0.44 | x |  |  | 0.848 | 2021-05-01 | 17.7 | 1 | piece(s) | 4028177145375 | PCE |  |  |  | 76169990
9105700 | GA | GA Mounting plate, WH: 114x69 mm | GA Mounting plate, WH: 114x69 mm | EC000213 | 9105700 | Rittal |  |  |  | 0.87 | 114 x 69 | 114 | 69 | 0 | 2021-05-01 | 26.2 | 10 | piece(s) | 4028177154261 | PK |  |  |  | 73269098
9106210 | GA | GA Cast aluminium enclosure, WHD: 175x80x57 mm, Cast aluminum | GA Cast aluminium enclosure, WHD: 175x80x57 mm, Cast aluminum, without mounting plate, with cover | EC000261 | 9106210 | Rittal | 175 | 80 | 58 | 0.58 | x |  |  | 1.199 | 2021-05-01 | 21 | 1 | piece(s) | 4028177145382 | PCE |  |  |  | 76169990
9107210 | GA | GA Cast aluminium enclosure, WHD: 250x80x57 mm, Cast aluminum | GA Cast aluminium enclosure, WHD: 250x80x57 mm, Cast aluminum, without mounting plate, with cover | EC000261 | 9107210 | Rittal | 250 | 80 | 58 | 0.76 | x |  |  | 1.64 | 2021-05-01 | 29.6 | 1 | piece(s) | 4028177145399 | PCE |  |  |  | 76169990
9108210 | GA | GA Cast aluminium enclosure, WHD: 122x120x80 mm, Cast aluminum | GA Cast aluminium enclosure, WHD: 122x120x80 mm, Cast aluminum, without mounting plate, with cover | EC000261 | 9108210 | Rittal | 122 | 120 | 82 | 0.94 | x |  |  | 1.864 | 2021-05-01 | 31.6 | 1 | piece(s) | 4028177145405 | PCE |  |  |  | 76169990
9108700 | GA | GA Mounting plate, WH: 109x107 mm | GA Mounting plate, WH: 109x107 mm | EC000213 | 9108700 | Rittal |  |  |  | 0.238 | 109 x 107 | 109 | 107 | 0.028 | 2021-05-01 | 14.2 | 2 | piece(s) | 4028177154292 | PK |  |  |  | 73269098
9110210 | GA | GA Cast aluminium enclosure, WHD: 220x120x91 mm, Cast aluminum | GA Cast aluminium enclosure, WHD: 220x120x91 mm, Cast aluminum, without mounting plate, with cover | EC000261 | 9110210 | Rittal | 220 | 120 | 93 | 1.56 | x |  |  | 3.227 | 2021-05-01 | 39.9 | 1 | piece(s) | 4028177145412 | PCE |  |  |  | 76169990
9110700 | GA | GA Mounting plate, WH: 207x107 mm | GA Mounting plate, WH: 207x107 mm | EC000213 | 9110700 | Rittal |  |  |  | 0.452 | 207 x 107 | 207 | 107 | 0.113 | 2021-05-01 | 15.9 | 2 | piece(s) | 4028177154308 | PK |  |  |  | 73269098
9111210 | GA | GA Cast aluminium enclosure, WHD: 360x120x82 mm, Cast aluminum | GA Cast aluminium enclosure, WHD: 360x120x82 mm, Cast aluminum, without mounting plate, with cover | EC000261 | 9111210 | Rittal | 360 | 120 | 84 | 2 | x |  |  | 4.446 | 2021-05-01 | 57.2 | 1 | piece(s) | 4028177145429 | PCE |  |  |  | 76169990
9112210 | GA | GA Cast aluminium enclosure, WHD: 160x160x91 mm, Cast aluminum | GA Cast aluminium enclosure, WHD: 160x160x91 mm, Cast aluminum, without mounting plate, with cover | EC000261 | 9112210 | Rittal | 160 | 160 | 93 | 1.68 | x |  |  | 3.077 | 2021-05-01 | 42 | 1 | piece(s) | 4028177145436 | PCE |  |  |  | 76169990
9112700 | GA | GA Mounting plate, WH: 144x142 mm | GA Mounting plate, WH: 144x142 mm | EC000213 | 9112700 | Rittal |  |  |  | 0.436 | 145 x 142 | 145 | 142 | 0.057 | 2021-05-01 | 15.9 | 2 | piece(s) | 4028177154322 | PK |  |  |  | 73269098
9113210 | GA | GA Cast aluminium enclosure, WHD: 260x160x91 mm, Cast aluminum | GA Cast aluminium enclosure, WHD: 260x160x91 mm, Cast aluminum, without mounting plate, with cover | EC000261 | 9113210 | Rittal | 260 | 160 | 93 | 2.08 | x |  |  | 4.76 | 2021-05-01 | 51.6 | 1 | piece(s) | 4028177145443 | PCE |  |  |  | 76169990
9113700 | GA | GA Mounting plate, WH: 245x142 mm | GA Mounting plate, WH: 245x142 mm | EC000213 | 9113700 | Rittal |  |  |  | 0.774 | 245 x 142 | 245 | 142 | 0.085 | 2021-05-01 | 17.9 | 2 | piece(s) | 4028177154339 | PK |  |  |  | 73269098
9114210 | GA | GA Cast aluminium enclosure, WHD: 360x160x91 mm, Cast aluminum | GA Cast aluminium enclosure, WHD: 360x160x91 mm, Cast aluminum, without mounting plate, with cover | EC000261 | 9114210 | Rittal | 360 | 160 | 93 | 2.6 | x |  |  | 6.46 | 2021-05-01 | 64.7 | 1 | piece(s) | 4028177145450 | PCE |  |  |  | 76169990
9116210 | GA | GA Cast aluminium enclosure, WHD: 202x232x111 mm, Cast aluminum | GA Cast aluminium enclosure, WHD: 202x232x111 mm, Cast aluminum, without mounting plate, with cover | EC000261 | 9116210 | Rittal | 202 | 232 | 113 | 2.54 | x |  |  | 6.431 | 2021-05-01 | 87.4 | 1 | piece(s) | 4028177145467 | PCE |  |  |  | 76169990
9116700 | GA | GA Mounting plate, WH: 183x214 mm | GA Mounting plate, WH: 183x214 mm | EC000213 | 9116700 | Rittal |  |  |  | 1.18 | 183 x 214 | 183 | 214 | 0.194 | 2021-05-01 | 10.5 | 1 | piece(s) | 4028177154360 | PCE |  |  |  | 73269098
9117210 | GA | GA Cast aluminium enclosure, WHD: 280x232x111 mm, Cast aluminum | GA Cast aluminium enclosure, WHD: 280x232x111 mm, Cast aluminum, without mounting plate, with cover | EC000261 | 9117210 | Rittal | 280 | 232 | 113 | 3.22 | x |  |  | 9.36 | 2021-05-01 | 101.9 | 1 | piece(s) | 4028177145474 | PCE |  |  |  | 76169990
9117700 | GA | GA Mounting plate, WH: 264x214 mm | GA Mounting plate, WH: 264x214 mm | EC000213 | 9117700 | Rittal |  |  |  | 0.88 | 264 x 214 | 264 | 214 | 0.285 | 2021-05-01 | 13.8 | 1 | piece(s) | 4028177154377 | PCE |  |  |  | 73269098
9118210 | GA | GA Cast aluminium enclosure, WHD: 330x230x113 mm, Cast aluminum | GA Cast aluminium enclosure, WHD: 330x230x113 mm, cast aluminum, without mounting plate, with cover | EC000261 | 9118210 | Rittal | 330 | 230 | 113 | 3.68 | x |  |  | 11.243 | 2021-05-01 | 117.9 | 1 | piece(s) | 4028177145481 | PCE |  |  |  | 76169990
9118700 | GA | GA Mounting plate, WH: 314x214 mm | GA Mounting plate, WH: 314x214 mm | EC000213 | 9118700 | Rittal |  |  |  | 1.06 | 314 x 214 | 314 | 214 | 0.09 | 2021-05-01 | 15.9 | 1 | piece(s) | 4028177154384 | PCE |  |  |  | 73269098
9119210 | GA | GA Cast aluminium enclosure, WHD: 330x230x181 mm, Cast aluminum | GA Cast aluminium enclosure, WHD: 330x230x181 mm, Cast aluminum, without mounting plate, with cover | EC000261 | 9119210 | Rittal | 330 | 230 | 183 | 5.06 | x |  |  | 16.8 | 2021-05-01 | 168.1 | 1 | piece(s) | 4028177145498 | PCE |  |  |  | 76169990
9121122 | GA | GA Wall mounting bracket for GA, for H: 120 mm | GA Wall mounting bracket for GA, for H: 120 mm | EC002625 | 9121122 | Rittal |  |  |  | 0.232 | x |  |  | 0.057 | 2021-05-01 | 7.37 | 2 | piece(s) | 4028177154506 | PK |  |  |  | 83024900
9121160 | GA | GA Wall mounting bracket for GA, for H: 160 mm | GA Wall mounting bracket for GA, for H: 160 mm | EC002625 | 9121160 | Rittal |  |  |  | 0.232 | x |  |  | 0.041 | 2021-05-01 | 7.73 | 2 | piece(s) | 4028177154513 | PK |  |  |  | 83024900
9121230 | GA | GA Wall mounting bracket for GA, for H: ? 120 mm | GA Wall mounting bracket for GA, for H: ? 120 mm | EC002625 | 9121230 | Rittal |  |  |  | 0.288 | x |  |  | 0.11 | 2021-05-01 | 8.45 | 2 | piece(s) | 4028177154520 | PK |  |  |  | 83024900
9123000 | GA | Hinge, exterior | GA Hinge, exterior | EC001167 | 9123000 | Rittal |  |  |  | 0.06 | x |  |  | 0.05 | 2021-05-01 | 16.8 | 2 | piece(s) | 4028177154537 | PK |  |  |  | 83021000
9202100 | KE | Ex enclosure, WHD: 250x350x150 mm, fibreglass-reinforced unsaturated polyester | AX Ex enclosure, WHD: 250x350x150 mm, fibreglass-reinforced unsaturated polyester, with mounting plate, Empty enclosure with hinged door | EC002503 | 9202100 | Rittal | 250 | 350 | 150 | 4.4 | 155 x 275 | 155 | 275 | 0 | 2021-05-01 | 119.1 | 1 | piece(s) | 4028177952065 | PCE |  |  |  | 94037000
9203100 | KE | Ex enclosure, WHD: 300x400x200 mm, fibreglass-reinforced unsaturated polyester | AX Ex enclosure, WHD: 300x400x200 mm, fibreglass-reinforced unsaturated polyester, with mounting plate, Empty enclosure with hinged door | EC002503 | 9203100 | Rittal | 300 | 400 | 200 | 6.4 | 205 x 325 | 205 | 325 | 0 | 2021-05-01 | 151.1 | 1 | piece(s) | 4028177952072 | PCE |  |  |  | 94037000
9204100 | KE | Ex enclosure, WHD: 400x400x200 mm, fibreglass-reinforced unsaturated polyester | AX Ex enclosure, WHD: 400x400x200 mm, fibreglass-reinforced unsaturated polyester, with mounting plate, Empty enclosure with hinged door | EC002503 | 9204100 | Rittal | 400 | 400 | 200 | 7.8 | 305 x 325 | 305 | 325 | 0 | 2021-05-01 | 176.3 | 1 | piece(s) | 4028177952089 | PCE |  |  |  | 94037000
9205100 | KE | Ex enclosure, WHD: 400x600x200 mm, fibreglass-reinforced unsaturated polyester | AX Ex enclosure, WHD: 400x600x200 mm, fibreglass-reinforced unsaturated polyester, with mounting plate, Empty enclosure with hinged door | EC002503 | 9205100 | Rittal | 400 | 600 | 200 | 11.2 | 305 x 525 | 305 | 525 | 0 | 2021-05-01 | 224.5 | 1 | piece(s) | 4028177952096 | PCE |  |  |  | 94037000
9206100 | KE | Ex enclosure, WHD: 500x500x300 mm, fibreglass-reinforced unsaturated polyester | AX Ex enclosure, WHD: 500x500x300 mm, fibreglass-reinforced unsaturated polyester, with mounting plate, Empty enclosure with hinged door | EC002503 | 9206100 | Rittal | 600 | 600 | 200 | 15.7 | 505 x 525 | 505 | 525 | 0 | 2021-05-01 | 290 | 1 | piece(s) | 4028177952102 | PCE |  |  |  | 94037000
9207100 | KE | Ex enclosure, WHD: 500x500x300 mm, fibreglass-reinforced unsaturated polyester | AX Ex enclosure, WHD: 500x500x300 mm, fibreglass-reinforced unsaturated polyester, with mounting plate, Empty enclosure with hinged door | EC002503 | 9207100 | Rittal | 500 | 500 | 300 | 13.3 | 405 x 425 | 405 | 425 | 0 | 2021-05-01 | 315 | 1 | piece(s) | 4028177952119 | PCE |  |  |  | 94037000
9208100 | KE | Ex enclosure, WHD: 600x800x300 mm, fibreglass-reinforced unsaturated polyester | AX Ex enclosure, WHD: 600x800x300 mm, fibreglass-reinforced unsaturated polyester, with mounting plate, Empty enclosure with hinged door | EC002503 | 9208100 | Rittal | 600 | 800 | 300 | 22.8 | 505 x 725 | 505 | 725 | 0 | 2021-05-01 | 449 | 1 | piece(s) | 4028177952126 | PCE |  |  |  | 94037000
9209100 | KE | Ex enclosure, WHD: 800x1000x300 mm, fibreglass-reinforced unsaturated polyester | AX Ex enclosure, WHD: 800x1000x300 mm, fibreglass-reinforced unsaturated polyester, with mounting plate, Empty enclosure with hinged door | EC002503 | 9209100 | Rittal | 800 | 1000 | 300 | 34.6 | 705 x 925 | 705 | 925 | 0 | 2021-05-01 | 677 | 1 | piece(s) | 4028177952133 | PCE |  |  |  | 94037000
9301000 | KE | KE Ex enclosure, WHD: 150x150x80 mm, Stainless steel 1.4301 | KEL Ex enclosure, WHD: 150x150x80 mm, Stainless steel 1.4301, without mounting plate, Empty enclosure with screw-fastened cover | EC002503 | 9301000 | Rittal | 150 | 150 | 80 | 1.3 | x |  |  | 2.582 | 2021-05-01 | 129.8 | 1 | piece(s) | 4028177138544 | PCE |  |  |  | 94032080
9302000 | KE | KE Ex enclosure, WHD: 300x150x80 mm, Stainless steel 1.4301 | KEL Ex enclosure, WHD: 300x150x80 mm, Stainless steel 1.4301, without mounting plate, Empty enclosure with screw-fastened cover | EC002503 | 9302000 | Rittal | 300 | 150 | 80 | 1.8 | x |  |  | 4.938 | 2021-05-01 | 157.7 | 1 | piece(s) | 4028177138568 | PCE |  |  |  | 94032080
9303000 | KE | KE Ex enclosure, WHD: 200x200x80 mm, Stainless steel 1.4301 | KEL Ex enclosure, WHD: 200x200x80 mm, Stainless steel 1.4301, without mounting plate, Empty enclosure with screw-fastened cover | EC002503 | 9303000 | Rittal | 200 | 200 | 80 | 1.8 | x |  |  | 4.623 | 2021-05-01 | 156.1 | 1 | piece(s) | 4028177138582 | PCE |  |  |  | 94032080
9304000 | KE | KE Ex enclosure, WHD: 300x200x80 mm, Stainless steel 1.4301 | KEL Ex enclosure, WHD: 300x200x80 mm, Stainless steel 1.4301, without mounting plate, Empty enclosure with screw-fastened cover | EC002503 | 9304000 | Rittal | 300 | 200 | 80 | 2.4 | x |  |  | 6.51 | 2021-05-01 | 177.1 | 1 | piece(s) | 4028177138605 | PCE |  |  |  | 94032080
9305000 | KE | KE Ex enclosure, WHD: 400x200x120 mm, Stainless steel 1.4301 | KEL Ex enclosure, WHD: 400x200x120 mm, Stainless steel 1.4301, without mounting plate, Empty enclosure with screw-fastened cover | EC002503 | 9305000 | Rittal | 400 | 200 | 120 | 3.6 | x |  |  | 12.341 | 2021-05-01 | 200.3 | 1 | piece(s) | 4028177138629 | PCE |  |  |  | 94032080
9306000 | KE | KE Ex enclosure, WHD: 300x300x120 mm, Stainless steel 1.4301 | KEL Ex enclosure, WHD: 300x300x120 mm, Stainless steel 1.4301, without mounting plate, Empty enclosure with screw-fastened cover | EC002503 | 9306000 | Rittal | 300 | 300 | 120 | 3.9 | x |  |  | 13.454 | 2021-05-01 | 215.7 | 1 | piece(s) | 4028177138643 | PCE |  |  |  | 94032080
9320020 | SV | SV Busbar connector, for E-Cu 20x5-30x10 mm, single connection | SV Busbar connector, for E-Cu 20x5-30x10 mm, single connection | EC000713 | 9320020 | Rittal |  |  |  | 0.651 | x |  |  | 0.104 | 2021-05-01 | 23 | 3 | piece(s) | 4028177149823 | PK | 0.11 | 0.33 | 370 | 85369010
9320030 | SV | SV Busbar connector, for E-Cu 20x5-30x10 mm, bayed connection | SV Busbar connector, for E-Cu 20x5-30x10 mm, bayed connection | EC000713 | 9320030 | Rittal |  |  |  | 2.082 | x |  |  | 0.203 | 2021-05-01 | 39.7 | 3 | piece(s) | 4028177149830 | PK | 0.35 | 1.05 | 370 | 85369010
9320060 | SV | SV Expansion connector E-Cu, PLS 800 | SV Expansion connector E-Cu, PLS 800 | EC000713 | 9320060 | Rittal |  |  |  | 0.55 | x |  |  | 0.288 | 2021-05-01 | 105.7 | 3 | piece(s) | 4028177162365 | PK | 0.13 | 0.39 | 370 | 85369010
9320070 | SV | SV Expansion connector E-Cu, PLS 1600 | SV Expansion connector E-Cu, PLS 1600 | EC000713 | 9320070 | Rittal |  |  |  | 1.9 | x |  |  | 0.367 | 2021-05-01 | 163.7 | 3 | piece(s) | 4028177162372 | PK | 0.6 | 1.8 | 370 | 85369010
9320120 | SV | SV Support rail 35x15 mm, W: 72 mm, sheet steel | SV Support rail 35x15 mm, W: 72 mm, sheet steel | EC001285 | 9320120 | Rittal | 72 |  |  | 0.405 | x |  |  | 0.04 | 2021-05-01 | 9.59 | 5 | piece(s) | 4028177219762 | PK |  |  |  | 73269098
9320150 | SV | SV Support rail 35x7,5 mm, W: 45 mm, sheet steel | SV Support rail 35x7,5 mm, W: 45 mm, sheet steel | EC001285 | 9320150 | Rittal | 45 |  |  | 0.17 | x |  |  | 0.047 | 2021-05-01 | 8.51 | 10 | piece(s) | 4028177236394 | PK |  |  |  | 73269098
9340000 | SV | SV Busbar support, 3-pole, 60 mm bar centre distance | SV Busbar support, 3-pole, 60 mm bar centre distance, for busbar WH: 12x5-30x10 mm | EC001166 | 9340000 | Rittal |  |  |  | 0.692 | x |  |  | 0.285 | 2021-05-01 | 21.8 | 4 | piece(s) | 4028177502321 | PK |  |  |  | 85469010
9340004 | SV | SV Busbar support, 4-pole, 60 mm bar centre distance | SV Busbar support, 4-pole, 60 mm bar centre distance, for busbar WH: 12x5-30x10 mm, UL design | EC001166 | 9340004 | Rittal |  |  |  | 0.916 | x |  |  | 0.266 | 2021-05-01 | 28.9 | 4 | piece(s) | 4028177536715 | PK |  |  |  | 85469010
9340010 | SV | SV Busbar support, 3-pole, 60 mm bar centre distance | SV Busbar support, 3-pole, 60 mm bar centre distance, for busbar WH: 12x5-30x10 mm, (external attachment) | EC001166 | 9340010 | Rittal |  |  |  | 0.724 | x |  |  | 0.26 | 2021-05-01 | 22.1 | 4 | piece(s) | 4028177502338 | PK |  |  |  | 85469010
9340030 | SV | SV Busbar support, 1-pole, for busbar WH: 12x5-30x10 mm | SV Busbar support, 1-pole, for busbar WH: 12x5-30x10 mm | EC001166 | 9340030 | Rittal |  |  |  | 0.232 | x |  |  | 0.066 | 2021-05-01 | 8.2 | 4 | piece(s) | 4028177583580 | PK |  |  |  | 85469010
9340040 | SV | SV Busbar support, 2-pole, 60 mm bar centre distance | SV Busbar support, 2-pole, 60 mm bar centre distance, for busbar WH: 12x5-30x10 mm | EC001166 | 9340040 | Rittal |  |  |  | 0.5 | x |  |  | 0.215 | 2021-05-01 | 17.8 | 4 | piece(s) | 4028177565623 | PK |  |  |  | 85469010
9340050 | SV | SV Busbar support, 3-pole, 60 mm bar centre distance | SV Busbar support, 3-pole, 60 mm bar centre distance, for busbar WH: 15x5-30x10 mm, UL design | EC001166 | 9340050 | Rittal |  |  |  | 0.696 | x |  |  | 0.266 | 2021-05-01 | 29.9 | 4 | piece(s) | 4028177525573 | PK |  |  |  | 85469010
9340070 | SV | SV End cover, for busbar support, SV 9340000/010/050 | SV End cover, for busbar support, SV 9340000/010/050 | EC002270 | 9340070 | Rittal |  |  |  | 0.102 | x |  |  | 0.189 | 2021-05-01 | 3.23 | 2 | piece(s) | 4028177502345 | PK |  |  |  | 85472000
9340074 | SV | SV End cover, for busbar support, SV 9340004 | SV End cover, for busbar support, SV 9340004 | EC002270 | 9340074 | Rittal |  |  |  | 0.148 | x |  |  | 0.448 | 2021-05-01 | 4.47 | 2 | piece(s) | 4028177536722 | PK |  |  |  | 85472000
9340090 | SV | SV Spacer, for busbar support, SV 934000/004/010/030 | SV Spacer, for busbar support, SV 934000/004/010/030, for busbar WH: 12x5/12x10 mm | EC001900 | 9340090 | Rittal |  |  |  | 0.024 | x |  |  | 0.005 | 2021-05-01 | 1.93 | 12 | piece(s) | 4028177551916 | PK |  |  |  | 39269097
9340100 | SV | SV Base tray, L: 500 mm | SV Base tray, L: 500 mm | EC002270 | 9340100 | Rittal |  |  |  | 0.994 | x |  |  | 1.742 | 2021-05-01 | 13.2 | 2 | piece(s) | 4028177502352 | PK |  |  |  | 85472000
9340110 | SV | SV Base tray, L: 700 mm | SV Base tray, L: 700 mm | EC002270 | 9340110 | Rittal |  |  |  | 1.4 | x |  |  | 0 | 2021-05-01 | 18.8 | 2 | piece(s) | 4028177502369 | PK |  |  |  | 85472000
9340120 | SV | SV Base tray, L: 900 mm | SV Base tray, L: 900 mm | EC002270 | 9340120 | Rittal |  |  |  | 2 | x |  |  | 0 | 2021-05-01 | 24 | 2 | piece(s) | 4028177502376 | PK |  |  |  | 85472000
9340130 | SV | SV Base tray, L: 1100 mm | SV Base tray, L: 1100 mm | EC002270 | 9340130 | Rittal |  |  |  | 2.3 | x |  |  | 0 | 2021-05-01 | 29.3 | 2 | piece(s) | 4028177502383 | PK |  |  |  | 85472000
9340134 | SV | SV Base tray, L: 1100 mm, (4-pole) | SV Base tray, L: 1100 mm, (4-pole) | EC002270 | 9340134 | Rittal |  |  |  | 3.32 | x |  |  | 6.49 | 2021-05-01 | 31.8 | 2 | piece(s) | 4028177536739 | PK |  |  |  | 85472000
9340140 | SV | SV Base tray infill, L: 100 mm | SV Base tray infill, L: 100 mm | EC002498 | 9340140 | Rittal |  |  |  | 0.24 | x |  |  | 0.506 | 2021-05-01 | 4.55 | 2 | piece(s) | 4028177502390 | PK |  |  |  | 85472000
9340170 | SV | SV Base tray, L: 2400 mm | SV Base tray, L: 2400 mm | EC002270 | 9340170 | Rittal |  |  |  | 2.7 | x |  |  | 12.9 | 2021-05-01 | 31.9 | 1 | piece(s) | 4028177572331 | PCE |  |  |  | 85472000
9340200 | SV | SV Cover section, L: 700 mm | SV Cover section, L: 700 mm | EC000775 | 9340200 | Rittal |  |  |  | 1.86 | x |  |  | 0 | 2021-05-01 | 17.4 | 2 | piece(s) | 4028177502420 | PK |  |  |  | 85472000
9340210 | SV | SV Cover section, L: 1100 mm | SV Cover section, L: 1100 mm | EC000775 | 9340210 | Rittal |  |  |  | 2.98 | x |  |  | 0 | 2021-05-01 | 24.3 | 2 | piece(s) | 4028177502437 | PK |  |  |  | 85472000
9340214 | SV | SV Cover section, L: 1100 mm, (4-pole) | SV Cover section, L: 1100 mm, (4-pole) | EC000775 | 9340214 | Rittal |  |  |  | 3.9 | x |  |  | 9.945 | 2021-05-01 | 31.8 | 2 | piece(s) | 4028177536746 | PK |  |  |  | 85472000
9340220 | SV | SV Support panel, for cover section, SV 9640200/210 | SV Support panel, for cover section, SV 9640200/210 | EC000775 | 9340220 | Rittal |  |  |  | 0.08 | x |  |  | 0.089 | 2021-05-01 | 2.98 | 5 | piece(s) | 4028177502444 | PK |  |  |  | 39269097
9340224 | SV | SV Support panel, for cover section, SV 9340214 | SV Support panel, for cover section, SV 9340214 | EC000775 | 9340224 | Rittal |  |  |  | 0.19 | x |  |  | 0.09 | 2021-05-01 | 8.32 | 5 | piece(s) | 4028177536753 | PK |  |  |  | 39269097
9340230 | SV | SV Cross member, L: 160 mm, for support panel SV 9340220 | SV Cross member, L: 160 mm, for support panel SV 9340220 | EC000775 | 9340230 | Rittal |  |  |  | 0.06 | x |  |  | 0.031 | 2021-05-01 | 3.23 | 2 | piece(s) | 4028177565555 | PK |  |  |  | 39269097
9340260 | SV | SV OM Support, WH: 45x208 mm, support frame, PinBlock, without contact system | SV OM Support, WH: 45x208 mm, support frame, PinBlock, without contact system | EC001166 | 9340260 | Rittal | 45 | 208 | 0 | 0.22 | x |  |  | 1.361 | 2021-05-01 | 7.4 | 1 | piece(s) | 4028177504363 | PCE |  |  |  | 85369095
9340270 | SV | SV OM Support, WH: 55x272 mm, support frame, support rail TS 55D-V | SV OM Support, WH: 55x272 mm, support frame, support rail TS 55D-V, without contact system | EC001166 | 9340270 | Rittal | 55 | 272 | 0 | 0.26 | x |  |  | 1.485 | 2021-05-01 | 8.69 | 1 | piece(s) | 4028177502475 | PCE |  |  |  | 39269097
9340280 | SV | SV Connection pin, for OM adaptor/support | SV Connection pin, for OM adaptor/support | EC001121 | 9340280 | Rittal |  |  |  | 0.02 | x |  |  | 0 | 2021-05-01 | 1.74 | 20 | piece(s) | 4028177502482 | PK |  |  |  | 39269097
9340290 | SV | SV Inserted strip, for OM adaptor/support, W: 10 mm | SV Inserted strip, for OM adaptor/support, W: 10 mm | EC002270 | 9340290 | Rittal | 10 |  |  | 0.06 | x |  |  | 0.097 | 2021-05-01 | 2.55 | 2 | piece(s) | 4028177502499 | PK |  |  |  | 39269097
9340300 | SV | SV OM Support, WH: 45x208 mm, support rails 2xTS 45D, without contact system | SV OM Support, WH: 45x208 mm, support rails 2xTS 45D, without contact system | EC001166 | 9340300 | Rittal | 45 | 208 | 0 | 0.202 | x |  |  | 1.437 | 2021-05-01 | 7.38 | 1 | piece(s) | 4028177673816 | PCE |  |  |  | 39269097
9340310 | SV | SV OM adaptor, 25 A, 690 V, 3-pole, connection cable AWG 12, WH: 45x208 mm | SV OM adaptor, 25 A, 690 V, 3-pole, connection cable AWG 12, WH: 45x208 mm, support rail TS 45C | EC001531 | 9340310 | Rittal | 45 | 208 | 0 | 0.26 | x |  |  | 1.381 | 2021-05-01 | 10.1 | 1 | piece(s) | 4028177502505 | PCE | 0.036 | 0.036 | 370 | 85369095
9340320 | SV | SV OM adaptor, 25 A, 690 V, 3-pole, connection cable AWG 12, WH: 45x208 mm | SV OM adaptor, 25 A, 690 V, 3-pole, connection cable AWG 12, WH: 45x208 mm, support rail 2xTS 45D | EC001531 | 9340320 | Rittal | 45 | 208 | 0 | 0.26 | x |  |  | 1.361 | 2021-05-01 | 11.5 | 1 | piece(s) | 4028177673823 | PCE | 0.036 | 0.036 | 370 | 85369095
9340340 | SV | SV OM adaptor, 25 A, 690 V, 3-pole, connection cable AWG 12 | SV OM adaptor, 25 A, 690 V, 3-pole, connection cable AWG 12, WH: 45x208 mm, support frame, support rail TS 45C | EC001531 | 9340340 | Rittal | 45 | 208 | 0 | 0.28 | x |  |  | 1.361 | 2021-05-01 | 11 | 1 | piece(s) | 4028177502512 | PCE | 0.036 | 0.036 | 370 | 85369095
9340350 | SV | SV OM adaptor, 32 A, 690 V, 3-pole, connection cable AWG 10 | SV OM adaptor, 32 A, 690 V, 3-pole, connection cable AWG 10, WH: 45x208 mm, support frame, support rail TS 45C | EC001531 | 9340350 | Rittal | 45 | 208 | 0 | 0.3 | x |  |  | 1.401 | 2021-05-01 | 11.7 | 1 | piece(s) | 4028177525559 | PCE | 0.074 | 0.074 | 370 | 85369095
9340370 | SV | SV OM adaptor, 25 A, 690 V, 3-pole, connection cable AWG 12 | SV OM adaptor, 25 A, 690 V, 3-pole, connection cable AWG 12, WH: 45x208 mm, support frame, PinBlock, support rail TS 45C | EC001531 | 9340370 | Rittal | 45 | 208 | 0 | 0.28 | x |  |  | 1.361 | 2021-05-01 | 11.4 | 1 | piece(s) | 4028177502529 | PCE | 0.036 | 0.036 | 370 | 85369095
9340380 | SV | SV OM adaptor, 32 A, 690 V, 3-pole, connection cable AWG 10 | SV OM adaptor, 32 A, 690 V, 3-pole, connection cable AWG 10, WH: 45x208 mm, support frame, support rail TS 45D, TS45D-V | EC001531 | 9340380 | Rittal | 45 | 208 | 0 | 0.3 | x |  |  | 1.341 | 2021-05-01 | 13.5 | 1 | piece(s) | 4028177555440 | PCE | 0.074 | 0.074 | 370 | 85369095
9340390 | SV | SV OM adaptor, 32 A, 690 V, 3-pole, connection cable AWG 10 | SV OM adaptor, 32 A, 690 V, 3-pole, connection cable AWG 10, WH: 45x272 mm, support frame, support rail TS 45D, TS 45D-V | EC001531 | 9340390 | Rittal | 45 | 272 | 0 | 0.32 | x |  |  | 1.371 | 2021-05-01 | 12.1 | 1 | piece(s) | 4028177664227 | PCE | 0.074 | 0.074 | 370 | 85369095
9340400 | SV | SV OM adaptor, 25 A, 690 V, 3-pole, connection cable AWG 12 | SV OM adaptor, 25 A, 690 V, 3-pole, connection cable AWG 12, WH: 90x208 mm, support frame, support rail TS 45D, 2xTS 45D-V | EC001531 | 9340400 | Rittal | 90 | 208 | 0 | 0.5 | x |  |  | 2.166 | 2021-05-01 | 21.2 | 1 | piece(s) | 4028177673830 | PCE | 0.036 | 0.036 | 370 | 85369095
9340410 | SV | SV OM adaptor, 65 A, 690 V, 3-pole, connection cable AWG 6, WH: 55x208 mm | SV OM adaptor, 65 A, 690 V, 3-pole, connection cable AWG 6, WH: 55x208 mm, support rail TS 55E | EC001531 | 9340410 | Rittal | 55 | 208 | 0 | 0.367 | x |  |  | 1.632 | 2021-05-01 | 12.1 | 1 | piece(s) | 4028177502536 | PCE | 0.116 | 0.116 | 370 | 85369095
9340430 | SV | SV OM adaptor, 65 A, 690 V, 3-pole, connection cable AWG 6 | SV OM adaptor, 65 A, 690 V, 3-pole, connection cable AWG 6, WH: 55x208 mm, support frame, support rail TS 55E | EC001531 | 9340430 | Rittal | 55 | 208 | 0 | 0.38 | x |  |  | 1.609 | 2021-05-01 | 12.9 | 1 | piece(s) | 4028177502543 | PCE | 0.116 | 0.116 | 370 | 85369095
9340450 | SV | SV OM adaptor, 65 A, 690 V, 3-pole, connection cable AWG 6 | SV OM adaptor, 65 A, 690 V, 3-pole, connection cable AWG 6, WH: 55x272 mm, support frame, support rail TS 55E, TS 55D-V | EC001531 | 9340450 | Rittal | 55 | 272 | 0 | 0.4 | x |  |  | 1.615 | 2021-05-01 | 13.9 | 1 | piece(s) | 4028177502550 | PCE | 0.116 | 0.116 | 370 | 85369095
9340460 | SV | SV OM adaptor, 32 A, 690 V, 3-pole, connection cable AWG 10 | SV OM adaptor, 32 A, 690 V, 3-pole, connection cable AWG 10, WH: 55x208 mm, support frame, support rail TS 55D | EC001531 | 9340460 | Rittal | 55 | 208 | 0 | 0.34 | x |  |  | 1.645 | 2021-05-01 | 12.1 | 1 | piece(s) | 4028177502567 | PCE | 0.074 | 0.074 | 370 | 85369095
9340470 | SV | SV OM adaptor, 32 A, 690 V, 3-pole, connection cable AWG 10 | SV OM adaptor, 32 A, 690 V, 3-pole, connection cable AWG 10, WH: 55x208 mm, support frame, support rail TS 55D, TS55D-V | EC001531 | 9340470 | Rittal | 55 | 208 | 0 | 0.36 | x |  |  | 1.535 | 2021-05-01 | 14.4 | 1 | piece(s) | 4028177555457 | PCE | 0.074 | 0.074 | 370 | 85369095
9340510 | SV | SV OM adaptor, 32 A, 690 V, 3-pole, tension spring clamp 1,5-6 mm² | SV OM adaptor, 32 A, 690 V, 3-pole, tension spring clamp 1,5-6 mm², WH: 45x208 mm, support rail TS 45C | EC001531 | 9340510 | Rittal | 45 | 208 | 0 | 0.24 | x |  |  | 1.331 | 2021-05-01 | 8.53 | 1 | piece(s) | 4028177502611 | PCE | 0.027 | 0.027 | 370 | 85369095
9340520 | SV | SV OM adaptor, 32 A, 690 V, 3-pole, tension spring clamp 1,5-6 mm² | SV OM adaptor, 32 A, 690 V, 3-pole, tension spring clamp 1,5-6 mm², WH: 45x208 mm, support rail 2xTS 45D | EC001531 | 9340520 | Rittal | 45 | 208 | 0 | 0.24 | x |  |  | 1.312 | 2021-05-01 | 9.01 | 1 | piece(s) | 4028177630710 | PCE | 0.027 | 0.027 | 370 | 85369095
9340530 | SV | SV OM adaptor, 32 A, 690 V, 3-pole, tension spring clamp 1,5-6 mm² | SV OM adaptor, 32 A, 690 V, 3-pole, tension spring clamp 1,5-6 mm², WH: 45x208 mm, support frame, support rail TS 45C | EC001531 | 9340530 | Rittal | 45 | 208 | 0 | 0.26 | x |  |  | 1.411 | 2021-05-01 | 9.32 | 1 | piece(s) | 4028177502628 | PCE | 0.027 | 0.027 | 370 | 85369095
9340550 | SV | SV OM adaptor, 32 A, 690 V, 3-pole, tension spring clamp 1,5-6 mm² | SV OM adaptor, 32 A, 690 V, 3-pole, tension spring clamp 1,5-6 mm², WH: 45x208 mm, support frame, PinBlock, support rail TS 45C | EC001531 | 9340550 | Rittal | 45 | 208 | 0 | 0.28 | x |  |  | 1.485 | 2021-05-01 | 9.82 | 1 | piece(s) | 4028177502635 | PCE | 0.027 | 0.027 | 370 | 85369095
9340560 | SV | SV OM adaptor, 32 A, 690 V, 3-pole, tension spring clamp 1,5-6 mm² | SV OM adaptor, 32 A, 690 V, 3-pole, tension spring clamp 1,5-6 mm², WH: 45x272 mm, support frame, support rail TS 45D, TS 45D-V | EC001531 | 9340560 | Rittal | 45 | 272 | 0 | 0.3 | x |  |  | 1.361 | 2021-05-01 | 12.5 | 1 | piece(s) | 4028177664234 | PCE | 0.027 | 0.027 | 370 | 85369095
9340610 | SV | SV OM adaptor, 65 A, 690 V, 3-pole, tension spring clamp 2,5-16 mm² | SV OM adaptor, 65 A, 690 V, 3-pole, tension spring clamp 2,5-16 mm², WH: 55x208 mm, support rail TS 55E | EC001531 | 9340610 | Rittal | 55 | 208 | 0 | 0.3 | x |  |  | 1.535 | 2021-05-01 | 9.93 | 1 | piece(s) | 4028177502659 | PCE | 0.059 | 0.059 | 370 | 85369095
9340620 | SV | SV OM adaptor, 65 A, 690 V, 3-pole, tension spring clamp 2,5-16 mm² | SV OM adaptor, 65 A, 690 V, 3-pole, tension spring clamp 2,5-16 mm², WH: 55x208 mm, support rail TS 55E, TS 55D | EC001531 | 9340620 | Rittal | 55 | 208 | 0 | 0.3 | x |  |  | 1.609 | 2021-05-01 | 10.17 | 1 | piece(s) | 4028177561786 | PCE | 0.059 | 0.059 | 370 | 85369095
9340630 | SV | SV OM adaptor, 65 A, 690 V, 3-pole, tension spring clamp 2,5-16 mm² | SV OM adaptor, 65 A, 690 V, 3-pole, tension spring clamp 2,5-16 mm², WH: 55x208 mm, support frame, support rail TS 55E | EC001531 | 9340630 | Rittal | 55 | 208 | 0 | 0.32 | x |  |  | 1.597 | 2021-05-01 | 11.7 | 1 | piece(s) | 4028177502666 | PCE | 0.059 | 0.059 | 370 | 85369095
9340650 | SV | SV OM adaptor, 65 A, 690 V, 3-pole, tension spring clamp 2,5-16 mm² | SV OM adaptor, 65 A, 690 V, 3-pole, tension spring clamp 2,5-16 mm², WH: 55x272 mm, support frame, support rail TS 55E, TS 55D-V | EC001531 | 9340650 | Rittal | 55 | 272 | 0 | 0.34 | x |  |  | 1.639 | 2021-05-01 | 12.2 | 1 | piece(s) | 4028177502673 | PCE | 0.059 | 0.059 | 370 | 85369095
9340660 | SV | SV OM adaptor, 32 A, 690 V, 3-pole, tension spring clamp 1,5-6 mm² | SV OM adaptor, 32 A, 690 V, 3-pole, tension spring clamp 1,5-6 mm², WH: 55x208 mm, support frame, support rail TS 45D | EC001531 | 9340660 | Rittal | 55 | 208 | 0 | 0.28 | x |  |  | 1.609 | 2021-05-01 | 9.93 | 1 | piece(s) | 4028177502680 | PCE | 0.027 | 0.027 | 370 | 85369095
9340700 | SV | SV OM adaptor, 65 A, 690 V, 3-pole, connection cable AWG 6 | SV OM adaptor, 65 A, 690 V, 3-pole, connection cable AWG 6, WH: 75x208 mm, 2 insert strips, metal support rail | EC001531 | 9340700 | Rittal | 75 | 208 | 0 | 0.42 | x |  |  | 1.25 | 2021-05-01 | 14 | 1 | piece(s) | 4028177525566 | PCE | 0.116 | 0.116 | 370 | 85369095
9340710 | SV | SV OM adaptor, 40 A, 690 V, 3-pole, connection cable AWG 8 | SV OM adaptor, 40 A, 690 V, 3-pole, connection cable AWG 8, WH: 75x208 mm, 2 insert strips, 2 metal support rails | EC001531 | 9340710 | Rittal | 75 | 208 | 0 | 0.38 | x |  |  | 1.31 | 2021-05-01 | 15.9 | 1 | piece(s) | 4028177531116 | PCE | 0.088 | 0.088 | 370 | 85369095
9340720 | SV | SV OM adaptor, 40 A, 690 V, 3-pole, connection cable AWG 8 | SV OM adaptor, 40 A, 690 V, 3-pole, connection cable AWG 8, WH: 55x208 mm, support frame, support rail TS 55D | EC001531 | 9340720 | Rittal | 55 | 208 | 0 | 0.36 | x |  |  | 1.62 | 2021-05-01 | 13.3 | 1 | piece(s) | 4028177664241 | PCE | 0.088 | 0.088 | 370 | 85369095
9340730 | SV | SV OM adaptor, 40 A, 690 V, 3-pole, connection cable AWG 8 | SV OM adaptor, 40 A, 690 V, 3-pole, connection cable AWG 8, WH: 55x272 mm, support frame, support rail TS 55D, TS 55-V | EC001531 | 9340730 | Rittal | 55 | 272 | 0 | 0.38 | x |  |  | 1.62 | 2021-05-01 | 14.4 | 1 | piece(s) | 4028177664258 | PCE | 0.088 | 0.088 | 370 | 85369095
9340740 | SV | SV OM adaptor, 40 A, 690 V, 3-pole, connection cable AWG 8, WH: 55x208 mm | SV OM adaptor, 40 A, 690 V, 3-pole, connection cable AWG 8, WH: 55x208 mm, support rail 2xTS 55D | EC001531 | 9340740 | Rittal | 55 | 208 | 0 | 0.744 | x |  |  | 1.609 | 2021-05-01 | 13.9 | 1 | piece(s) | 4028177673847 | PCE | 0.088 | 0.088 | 370 | 85369095
9340750 | SV | SV OM adaptor, 40 A, 690 V, 3-pole, connection cable AWG 8, WH: 55x208 mm | SV OM adaptor, 40 A, 690 V, 3-pole, connection cable AWG 8, WH: 55x208 mm, metal support rail | EC001531 | 9340750 | Rittal | 55 | 208 | 0 | 0.379 | x |  |  | 1.609 | 2021-05-01 | 15.6 | 1 | piece(s) | 4028177673854 | PCE | 0.088 | 0.088 | 370 | 85369095
9340760 | SV | SV OM adaptor, 16 A, 690 V, 3-pole, connection cable AWG 12 | SV OM adaptor, 16 A, 690 V, 3-pole, connection cable AWG 12, WH: 45x272 mm, support frame, PinBlock, support rail TS 45D | EC001531 | 9340760 | Rittal | 45 | 272 | 0 | 0.305 | x |  |  | 1.386 | 2021-05-01 | 13.3 | 1 | piece(s) | 4028177684553 | PCE | 0.038 | 0.038 | 370 | 85369095
9340770 | SV | SV OM adaptor, 32 A, 690 V, 3-pole, connection cable AWG 10 | SV OM adaptor, 32 A, 690 V, 3-pole, connection cable AWG 10, WH: 45x272 mm, support frame, PinBlock, support rail TS 45D | EC001531 | 9340770 | Rittal | 45 | 272 | 0 | 0.317 | x |  |  | 1.361 | 2021-05-01 | 14 | 1 | piece(s) | 4028177684560 | PCE | 0.077 | 0.077 | 370 | 85369095
9340780 | SV | SV OM adaptor, 16 A, 690 V, 3-pole, connection cable AWG 12 | SV OM adaptor, 16 A, 690 V, 3-pole, connection cable AWG 12, WH: 45x208 mm, support frame, support rail TS 45D, TS 45D-V | EC001531 | 9340780 | Rittal | 45 | 208 | 0 | 0.3 | x |  |  | 1.26 | 2021-05-01 | 13.6 | 1 | piece(s) | 4028177701410 | PCE | 0.038 | 0.038 | 370 | 85369095
9340790 | SV | SV OM adaptor, 32 A, 690 V, 3-pole, connection cable AWG 10 | SV OM adaptor, 32 A, 690 V, 3-pole, connection cable AWG 10, WH: 45x208 mm, support frame, support rail TS 45D, TS 45D-V | EC001531 | 9340790 | Rittal | 45 | 208 | 0 | 0.3 | x |  |  | 1.26 | 2021-05-01 | 14.3 | 1 | piece(s) | 4028177701526 | PCE | 0.077 | 0.077 | 370 | 85369095
9340820 | SV | SV Twin cord, AWG 10, L1: 140 mm, L2: 250 mm | SV Twin cord, AWG 10, L1: 140 mm, L2: 250 mm | EC000839 | 9340820 | Rittal |  |  |  | 0.15 | x |  |  | 0.033 | 2021-05-01 | 5.9 | 6 | piece(s) | 4028177583573 | PK | 0.013 | 0.078 | 370 | 74199990
9340830 | SV | SV Twin cord, AWG 8, L1: 140 mm, L2: 250 mm | SV Twin cord, AWG 8, L1: 140 mm, L2: 250 mm | EC000839 | 9340830 | Rittal |  |  |  | 0.252 | x |  |  | 0 | 2021-05-01 | 8.65 | 6 | piece(s) | 4028177673861 | PK | 0.02 | 0.12 | 370 | 85444290
9340850 | SV | SV Cable set, AWG 14, L: 140 mm | SV Cable set, AWG 14, L: 140 mm | EC000839 | 9340850 | Rittal |  |  |  | 0.045 | x |  |  | 0.004 | 2021-05-01 | 4.38 | 15 | piece(s) | 4028177502703 | PK | 0.002 | 0.03 | 370 | 85444290
9340860 | SV | SV Cable set, AWG 12, L: 140 mm | SV Cable set, AWG 12, L: 140 mm | EC000839 | 9340860 | Rittal |  |  |  | 0.09 | x |  |  | 0.002 | 2021-05-01 | 4.38 | 15 | piece(s) | 4028177502710 | PK | 0.003 | 0.045 | 370 | 85444290
9340870 | SV | SV Cable set, AWG 10, L: 140 mm | SV Cable set, AWG 10, L: 140 mm | EC000839 | 9340870 | Rittal |  |  |  | 0.135 | x |  |  | 0.006 | 2021-05-01 | 5.18 | 15 | piece(s) | 4028177502727 | PK | 0.006 | 0.09 | 370 | 85444290
9340880 | SV | SV Cable set, AWG 8, L: 140 mm | SV Cable set, AWG 8, L: 140 mm | EC000839 | 9340880 | Rittal |  |  |  | 0.09 | x |  |  | 0.008 | 2021-05-01 | 2.32 | 6 | piece(s) | 4028177502734 | PK | 0.009 | 0.054 | 370 | 85444290
9340890 | SV | SV Cable set, AWG 6, L: 140 mm | SV Cable set, AWG 6, L: 140 mm | EC000839 | 9340890 | Rittal |  |  |  | 0.126 | x |  |  | 0.009 | 2021-05-01 | 3.35 | 6 | piece(s) | 4028177502741 | PK | 0.014 | 0.084 | 370 | 85444290
9340905 | SV | Wiring duct for D-Switch bus-mounting fuse base | SV wiring duct for D-Switch bus-mounting fuse base (SV 9340950) | EC000775 | 9340905 | Rittal | 13.5 |  |  | 0.37 | x |  |  | 0.198 | 2021-05-01 | 16.6 | 10 | piece(s) | 4028177955677 | PK |  |  |  | 39259020
9340910 | SV | SV OM adaptor, 25 A, 690 V, 3-pole, with plug-in cable outlet | SV OM adaptor, 25 A, 690 V, 3-pole, with plug-in cable outlet, WH: 45x208 mm, support frame, support rail TS 45D, TS 45D-V | EC001531 | 9340910 | Rittal | 45 | 208 | 0 | 0.2 | x |  |  | 1.287 | 2021-05-01 | 15.9 | 1 | piece(s) | 4028177555464 | PCE | 0.025 | 0.025 | 370 | 85369095
9340930 | SV | SV OM adaptor, 25 A, 690 V, 3-pole, with plug-in cable outlet | SV OM adaptor, 25 A, 690 V, 3-pole, with plug-in cable outlet, WH: 55x208 mm, support frame, support rail TS 55D, TS 55D-V | EC001531 | 9340930 | Rittal | 55 | 208 | 0 | 0.32 | x |  |  | 1.676 | 2021-05-01 | 15.9 | 1 | piece(s) | 4028177555471 | PCE | 0.025 | 0.025 | 370 | 85369095
9340950 | SV | SV Bus-mounting fuse base, D-Switch, 63 A, 400 V, 3-pole | SV Bus-mounting fuse base, D-Switch, 63 A, 400 V, 3-pole, round conductor connection 1,5-25 mm² | EC001046 | 9340950 | Rittal | 27 | 226 | 0 | 1.161 | x |  |  | 0.985 | 2021-05-01 | 111.8 | 3 | piece(s) | 4028177603400 | PK | 0.066 | 0.198 | 370 | 85369095
9341000 | SV | SV Busbar support, PLS 800, 3-pole, 60 mm bar centre distance | SV Busbar support, PLS 800, 3-pole, 60 mm bar centre distance | EC001166 | 9341000 | Rittal |  |  |  | 0.364 | x |  |  | 0.146 | 2021-05-01 | 13 | 4 | piece(s) | 4028177502772 | PK |  |  |  | 85469010
9341050 | SV | SV Busbar support, PLS 800, 3-pole, 60 mm bar centre distance, UL design | SV Busbar support, PLS 800, 3-pole, 60 mm bar centre distance, UL design | EC001166 | 9341050 | Rittal |  |  |  | 0.368 | x |  |  | 0.114 | 2021-05-01 | 13 | 4 | piece(s) | 4028177525634 | PK |  |  |  | 85469010
9341070 | SV | SV End cover, for busbar support, SV 9341000/050 | SV End cover, for busbar support, SV 9341000/050 | EC002270 | 9341070 | Rittal |  |  |  | 0.082 | x |  |  | 0.158 | 2021-05-01 | 1.93 | 2 | piece(s) | 4028177502789 | PK |  |  |  | 85472000
9341100 | SV | SV Base tray, L: 500 mm (PLS 800) | SV Base tray, L: 500 mm (PLS 800) | EC002270 | 9341100 | Rittal |  |  |  | 1.15 | x |  |  | 1.969 | 2021-05-01 | 14.4 | 2 | piece(s) | 4028177502796 | PK |  |  |  | 85472000
9341110 | SV | SV Base tray, L: 700 mm (PLS 800) | SV Base tray, L: 700 mm (PLS 800) | EC002270 | 9341110 | Rittal |  |  |  | 1.56 | x |  |  | 0.001 | 2021-05-01 | 19.7 | 2 | piece(s) | 4028177502802 | PK |  |  |  | 85472000
9341120 | SV | SV Base tray, L: 900 mm (PLS 800) | SV Base tray, L: 900 mm (PLS 800) | EC002270 | 9341120 | Rittal |  |  |  | 2.02 | x |  |  | 3.544 | 2021-05-01 | 27.6 | 2 | piece(s) | 4028177502819 | PK |  |  |  | 85472000
9341130 | SV | SV Base tray, L: 1100 mm (PLS 800) | SV Base tray, L: 1100 mm (PLS 800) | EC002270 | 9341130 | Rittal |  |  |  | 2.77 | x |  |  | 0 | 2021-05-01 | 29.5 | 2 | piece(s) | 4028177502826 | PK |  |  |  | 85472000
9341140 | SV | SV Base tray infill, L: 100 mm (PLS 800) | SV Base tray infill, L: 100 mm (PLS 800) | EC002498 | 9341140 | Rittal |  |  |  | 0.256 | x |  |  | 0.385 | 2021-05-01 | 5.65 | 2 | piece(s) | 4028177502833 | PK |  |  |  | 85472000
9341170 | SV | SV Base tray, L: 2400 mm (PLS 800) | SV Base tray, L: 2400 mm (PLS 800) | EC002270 | 9341170 | Rittal |  |  |  | 3.1 | x |  |  | 20.352 | 2021-05-01 | 32.2 | 1 | piece(s) | 4028177572348 | PCE |  |  |  | 85472000
9342000 | SV | SV Busbar support, PLS 1600, 3-pole, 60 mm bar centre distance | SV Busbar support, PLS 1600, 3-pole, 60 mm bar centre distance | EC001166 | 9342000 | Rittal |  |  |  | 0.588 | x |  |  | 0.285 | 2021-05-01 | 20.3 | 4 | piece(s) | 4028177503502 | PK |  |  |  | 85469010
9342004 | SV | SV Busbar support, PLS 1600, 4-pole, 60 mm bar centre distance, UL design | SV Busbar support, PLS 1600, 4-pole, 60 mm bar centre distance, UL design | EC001166 | 9342004 | Rittal |  |  |  | 2.276 | x |  |  | 1.796 | 2021-05-01 | 60.3 | 4 | piece(s) | 4028177536760 | PK |  |  |  | 85469010
9342030 | SV | SV Busbar support, PLS 1600, 1-pole | SV Busbar support, PLS 1600, 1-pole | EC001166 | 9342030 | Rittal |  |  |  | 0.308 | x |  |  | 0.16 | 2021-05-01 | 15.9 | 4 | piece(s) | 4028177614925 | PK |  |  |  | 85469010
9342050 | SV | SV Busbar support, PLS 1600, 3-pole, 60 mm bar centre distance, UL design | SV Busbar support, PLS 1600, 3-pole, 60 mm bar centre distance, UL design | EC001166 | 9342050 | Rittal |  |  |  | 0.592 | x |  |  | 0.31 | 2021-05-01 | 20.3 | 4 | piece(s) | 4028177525641 | PK |  |  |  | 85469010
9342070 | SV | SV End cover, for busbar support, SV 9342000/050 | SV End cover, for busbar support, SV 9342000/050 | EC002270 | 9342070 | Rittal |  |  |  | 0.09 | x |  |  | 0.223 | 2021-05-01 | 1.93 | 2 | piece(s) | 4028177503519 | PK |  |  |  | 85472000
9342074 | SV | SV End cover, for busbar support, SV 9342074 | SV End cover, for busbar support, SV 9342074 | EC002270 | 9342074 | Rittal |  |  |  | 0.212 | x |  |  | 0.738 | 2021-05-01 | 5.79 | 2 | piece(s) | 4028177536784 | PK |  |  |  | 85472000
9342100 | SV | SV Base tray, L: 500 mm (PLS 1600) | SV Base tray, L: 500 mm (PLS 1600) | EC002270 | 9342100 | Rittal |  |  |  | 1.22 | x |  |  | 4.725 | 2021-05-01 | 15.2 | 2 | piece(s) | 4028177503526 | PK |  |  |  | 85472000
9342110 | SV | SV Base tray, L: 700 mm (PLS 1600) | SV Base tray, L: 700 mm (PLS 1600) | EC002270 | 9342110 | Rittal |  |  |  | 1.66 | x |  |  | 0.003 | 2021-05-01 | 21.2 | 2 | piece(s) | 4028177503533 | PK |  |  |  | 85472000
9342120 | SV | SV Base tray, L: 900 mm (PLS 1600) | SV Base tray, L: 900 mm (PLS 1600) | EC002270 | 9342120 | Rittal |  |  |  | 2.14 | x |  |  | 8.91 | 2021-05-01 | 26.7 | 2 | piece(s) | 4028177503540 | PK |  |  |  | 85472000
9342130 | SV | SV Base tray, L: 1100 mm (PLS 1600) | SV Base tray, L: 1100 mm (PLS 1600) | EC002270 | 9342130 | Rittal |  |  |  | 2.62 | x |  |  | 0.001 | 2021-05-01 | 32.2 | 2 | piece(s) | 4028177503557 | PK |  |  |  | 85472000
9342134 | SV | SV Base tray, L: 1100 mm (PLS 1600), (4-pole) | SV Base tray, L: 1100 mm (PLS 1600), (4-pole) | EC002270 | 9342134 | Rittal |  |  |  | 3.7 | x |  |  | 13.419 | 2021-05-01 | 35.9 | 2 | piece(s) | 4028177536791 | PK |  |  |  | 85472000
9342140 | SV | SV Base tray infill, L: 100 mm (PLS 1600) | SV Base tray infill, L: 100 mm (PLS 1600) | EC002498 | 9342140 | Rittal |  |  |  | 0.282 | x |  |  | 0.55 | 2021-05-01 | 5.89 | 2 | piece(s) | 4028177503564 | PK |  |  |  | 85472000
9342170 | SV | SV Base tray, L: 2400 mm (PLS 1600) | SV Base tray, L: 2400 mm (PLS 1600) | EC002270 | 9342170 | Rittal |  |  |  | 4 | x |  |  | 25.2 | 2021-05-01 | 35 | 1 | piece(s) | 4028177572355 | PCE |  |  |  | 85472000
9342200 | SV | SV Connection adaptor, 63 A, 690 V, 3-pole, cable outet top | SV Connection adaptor, 63 A, 690 V, 3-pole, cable outet top, round conductor connection 2,5-10 mm² | EC001531 | 9342200 | Rittal | 20 | 215 | 0 | 0.2 | x |  |  | 0.491 | 2021-05-01 | 9.71 | 1 | piece(s) | 4028177503595 | PCE | 0.019 | 0.019 | 370 | 85369010
9342210 | SV | SV Connection adaptor, 63 A, 690 V, 3-pole, cable outet bottom | SV Connection adaptor, 63 A, 690 V, 3-pole, cable outet bottom, round conductor connection 2,5-10 mm² | EC001531 | 9342210 | Rittal | 20 | 215 | 0 | 0.22 | x |  |  | 0.508 | 2021-05-01 | 9.71 | 1 | piece(s) | 4028177503601 | PCE | 0.019 | 0.019 | 370 | 85369010
9342220 | SV | SV Connection adaptor, 125 A, 690 V, 3-pole, cable outet top/bottom | SV Connection adaptor, 125 A, 690 V, 3-pole, cable outet top/bottom, round conductor connection 10-35 mm², clamping area WH: 10x7,8 mm | EC001531 | 9342220 | Rittal | 55 | 210 | 0 | 0.42 | x |  |  | 1.272 | 2021-05-01 | 12.8 | 1 | piece(s) | 4028177503618 | PCE | 0.052 | 0.052 | 370 | 85369010
9342224 | SV | SV Connection adaptor, 125 A, 690 V, 4-pole, cable outet top/bottom | SV Connection adaptor, 125 A, 690 V, 4-pole, cable outet top/bottom, round conductor connection 10-35 mm², clamping area WH: 10x7,8 mm | EC001531 | 9342224 | Rittal | 75 | 270 | 0 | 0.64 | x |  |  | 2.18 | 2021-05-01 | 24.2 | 1 | piece(s) | 4028177536807 | PCE | 0.07 | 0.07 | 370 | 85369010
9342240 | SV | SV Connection adaptor, 125 A, 690 V, 3-pole, cable outet bottom | SV Connection adaptor, 125 A, 690 V, 3-pole, cable outet bottom, round conductor connection 10-35 mm², clamping area WH: 10x7,8 mm | EC001531 | 9342240 | Rittal | 55 | 210 | 0 | 0.38 | x |  |  | 1.242 | 2021-05-01 | 10.8 | 1 | piece(s) | 4028177522947 | PCE | 0.052 | 0.052 | 370 | 85369010
9342250 | SV | SV Connection adaptor, 250 A, 690 V, 3-pole, cable outet top/bottom | SV Connection adaptor, 250 A, 690 V, 3-pole, cable outet top/bottom, round conductor connection 35-120 mm², clamping area WH: 18,5x15,5 mm | EC001531 | 9342250 | Rittal | 90 | 210 | 0 | 0.78 | x |  |  | 1.985 | 2021-05-01 | 27 | 1 | piece(s) | 4028177503632 | PCE | 0.166 | 0.166 | 370 | 85369010
9342254 | SV | SV Connection adaptor, 250 A, 690 V, 4-pole, cable outet top/bottom | SV Connection adaptor, 250 A, 690 V, 4-pole, cable outet top/bottom, round conductor connection 35-120 mm², clamping area WH: 18,5x15,5 mm | EC001531 | 9342254 | Rittal | 118 | 270 | 0 | 1.12 | x |  |  | 2.513 | 2021-05-01 | 31.1 | 1 | piece(s) | 4028177536838 | PCE | 0.222 | 0.222 | 370 | 85369010
9342270 | SV | SV Connection adaptor, 250 A, 690 V, 3-pole, cable outet bottom | SV Connection adaptor, 250 A, 690 V, 3-pole, cable outet bottom, round conductor connection 35-120 mm², clamping area WH: 18,5x15,5 mm | EC001531 | 9342270 | Rittal | 90 | 210 | 0 | 0.7 | x |  |  | 1.985 | 2021-05-01 | 21.6 | 1 | piece(s) | 4028177503656 | PCE | 0.166 | 0.166 | 370 | 85369010
9342280 | SV | SV Connection adaptor, 800 A, 690 V, 3-pole, cable outet top/bottom | SV Connection adaptor, 800 A, 690 V, 3-pole, cable outet top/bottom, round conductor connection 95-300 mm², clamping area WH: 33x20 mm | EC001531 | 9342280 | Rittal | 129 | 246 | 0 | 2 | x |  |  | 4.018 | 2021-05-01 | 45.8 | 1 | piece(s) | 4028177503663 | PCE | 0.358 | 0.358 | 370 | 85369010
9342300 | SV | SV Connection adaptor, 800 A, 690 V, 3-pole, cable outet bottom | SV Connection adaptor, 800 A, 690 V, 3-pole, cable outet bottom, round conductor connection 95-300 mm², clamping area WH: 33x20 mm | EC001531 | 9342300 | Rittal | 129 | 246 | 0 | 1.565 | x |  |  | 3.951 | 2021-05-01 | 31.4 | 1 | piece(s) | 4028177503687 | PCE | 0.358 | 0.358 | 370 | 85369010
9342310 | SV | SV Connection adaptor, 800 A, 690 V, 3-pole, cable outet top/bottom | SV Connection adaptor, 800 A, 690 V, 3-pole, cable outet top/bottom, round conductor connection 95-300 mm², clamping area WH: 33x21/26 mm | EC001531 | 9342310 | Rittal | 150 | 210 | 0 | 1.76 | x |  |  | 4.047 | 2021-05-01 | 46.8 | 1 | piece(s) | 4028177525672 | PCE | 0.207 | 0.207 | 370 | 85369010
9342311 | SV | SV Connection block, 800 A, 690 V, 1-pole, cable outet top/bottom | SV Connection block, 800 A, 690 V, 1-pole, cable outet top/bottom, round conductor connection 90-300 mm², clamping area WH: 33x21/26 mm | EC001900 | 9342311 | Rittal | 50 | 88 | 0 | 1.431 | x |  |  | 1.192 | 2021-05-01 | 46.8 | 3 | piece(s) | 4028177625259 | PK | 0.096 | 0.288 | 370 | 85369010
9342314 | SV | SV Connection adaptor, 800 A, 690 V, 1-pole, expansion set | SV Connection adaptor, 800 A, 690 V, 1-pole, expansion set, for SV 9342310 (configuration 4-pole), round conductor connection 95-120 mm², clamping area WH: 33x21/26 mm | EC001531 | 9342314 | Rittal | 50 | 270 | 0 | 0.86 | x |  |  | 3.549 | 2021-05-01 | 27.7 | 1 | piece(s) | 4028177536869 | PCE | 0.096 | 0.096 | 370 | 85369010
9342320 | SV | SV Connection adaptor, 1600 A, 690 V, 3-pole, cable outet top/bottom | SV Connection adaptor, 1600 A, 690 V, 3-pole, cable outet top/bottom, clamping area WH: 65x22/27 mm | EC001531 | 9342320 | Rittal | 255 | 210 | 0 | 2.72 | x |  |  | 6.203 | 2021-05-01 | 82.7 | 1 | piece(s) | 4028177525689 | PCE | 0.408 | 0.408 | 370 | 85369010
9342321 | SV | SV Connection block, 1600 A, 690 V, 1-pole, cable outet top/bottom | SV Connection block, 1600 A, 690 V, 1-pole, cable outet top/bottom, clamping area WH: 65x22/27 mm | EC001900 | 9342321 | Rittal | 85 | 88 | 0 | 2.196 | x |  |  | 1.203 | 2021-05-01 | 82.7 | 3 | piece(s) | 4028177625266 | PK | 0.136 | 0.408 | 370 | 85369010
9342324 | SV | SV Connection adaptor, 1600 A, 690 V, 1-pole, expansion set | SV Connection adaptor, 1600 A, 690 V, 1-pole, expansion set, for SV 9342320 (configuration 4-pole), clamping area WH: 65x22/27 mm | EC001531 | 9342324 | Rittal | 85 | 270 | 0 | 1.3 | x |  |  | 5.255 | 2021-05-01 | 37.3 | 1 | piece(s) | 4028177536876 | PCE | 0.136 | 0.136 | 370 | 85369010
9342400 | SV | SV Circuit-breaker component adaptor, 100 A, 690 V, 3-pole, cable outlet top | SV Circuit-breaker component adaptor, 100 A, 690 V, 3-pole, cable outlet top, round conductor connection 10-35 mm², clamping area WH: 10x7,8 mm | EC001531 | 9342400 | Rittal | 72 | 210 | 0 | 0.58 | x |  |  | 1.286 | 2021-05-01 | 18.8 | 1 | piece(s) | 4028177503694 | PCE | 0.114 | 0.114 | 370 | 85369095
9342410 | SV | SV Circuit-breaker component adaptor, 100 A, 690 V, 3-pole, cable outlet bottom | SV Circuit-breaker component adaptor, 100 A, 690 V, 3-pole, cable outlet bottom, round conductor connection 10-35 mm², clamping area WH: 10x7,8 mm | EC001531 | 9342410 | Rittal | 72 | 210 | 0 | 0.58 | x |  |  | 1.275 | 2021-05-01 | 18.8 | 1 | piece(s) | 4028177503762 | PCE | 0.114 | 0.114 | 370 | 85369095
9342500 | SV | SV Circuit-breaker component adaptor, 160 A, 690 V, 3-pole, cable outlet top | SV Circuit-breaker component adaptor, 160 A, 690 V, 3-pole, cable outlet top, round conductor connection 35-120 mm², clamping area WH: 18,5x15,5 mm | EC001531 | 9342500 | Rittal | 90 | 215 | 0 | 0.8 | x |  |  | 2.565 | 2021-05-01 | 23.3 | 1 | piece(s) | 4028177503779 | PCE | 0.202 | 0.202 | 370 | 85369095
9342504 | SV | SV Circuit-breaker component adaptor, 160 A, 690 V, 4-pole, cable outlet top | SV Circuit-breaker component adaptor, 160 A, 690 V, 4-pole, cable outlet top, round conductor connection 35-120 mm², clamping area WH: 18,5x15,5 mm | EC001531 | 9342504 | Rittal | 120 | 277 | 0 | 1.425 | x |  |  | 3.452 | 2021-05-01 | 39.5 | 1 | piece(s) | 4028177551756 | PCE | 0.258 | 0.258 | 370 | 85369095
9342510 | SV | SV Circuit-breaker component adaptor, 160 A, 690 V, 3-pole, cable outlet bottom | SV Circuit-breaker component adaptor, 160 A, 690 V, 3-pole, cable outlet bottom, round conductor connection 35-120 mm², clamping area WH: 18,5x15,5 mm | EC001531 | 9342510 | Rittal | 90 | 215 | 0 | 0.78 | x |  |  | 2.527 | 2021-05-01 | 23.3 | 1 | piece(s) | 4028177503786 | PCE | 0.202 | 0.202 | 370 | 85369095
9342514 | SV | SV Circuit-breaker component adaptor, 160 A, 690 V, 4-pole, cable outlet bottom | SV Circuit-breaker component adaptor, 160 A, 690 V, 4-pole, cable outlet bottom, round conductor connection 35-120 mm², clamping area WH: 18,5x15,5 mm | EC001531 | 9342514 | Rittal | 120 | 277 | 0 | 1.4 | x |  |  | 3.139 | 2021-05-01 | 39.5 | 1 | piece(s) | 4028177551763 | PCE | 0.258 | 0.258 | 370 | 85369095
9342540 | SV | SV Circuit-breaker component adaptor, 125 A, 690 V, 3-pole, cable outlet top | SV Circuit-breaker component adaptor, 125 A, 690 V, 3-pole, cable outlet top, round conductor connection 35-120 mm², clamping area WH: 18,5x15,5 mm | EC001531 | 9342540 | Rittal | 90 | 225 | 0 | 0.82 | x |  |  | 2.645 | 2021-05-01 | 24.4 | 1 | piece(s) | 4028177525658 | PCE | 0.202 | 0.202 | 370 | 85369095
9342550 | SV | SV Circuit-breaker component adaptor, 125 A, 690 V, 3-pole, cable outlet bottom | SV Circuit-breaker component adaptor, 125 A, 690 V, 3-pole, cable outlet bottom, round conductor connection 35-120 mm², clamping area WH: 18,5x15,5 mm | EC001531 | 9342550 | Rittal | 90 | 225 | 0 | 0.82 | x |  |  | 2.63 | 2021-05-01 | 24.4 | 1 | piece(s) | 4028177525665 | PCE | 0.202 | 0.202 | 370 | 85369095
9342560 | SV | SV Sliding block, M3/M4, for circuit-breaker component adaptor 125/160 A | SV Sliding block, M3/M4, for circuit-breaker component adaptor 125/160 A | EC000096 | 9342560 | Rittal |  |  |  | 0.018 | x |  |  | 0.009 | 2021-05-01 | 5.04 | 6 | piece(s) | 4028177551923 | PK |  |  |  | 85369095
9342570 | SV | SV Connection bracket E-Cu, for circuit-breaker component adaptor | SV Connection bracket E-Cu, for circuit-breaker component adaptor, SV 9342500/510/540/550 | EC002270 | 9342570 | Rittal |  |  |  | 0.102 | x |  |  | 0.024 | 2021-05-01 | 6.95 | 3 | piece(s) | 4028177551947 | PK | 0.032 | 0.096 | 370 | 85446010
9342610 | SV | SV Circuit-breaker component adaptor, 250 A, 690 V, 3-pole, | CB component adaptor 250 A, 3-pole, cable outlet bottom (60 mm), RAL 7035 | EC001531 | 9342610 | Rittal | 105 | 240 | 0 | 1.31 | x |  |  | 3.36 | 2021-05-01 | 58.1 | 1 | piece(s) | 4028177503809 | PCE | 0.426 | 0.426 | 370 | 85369095
9342640 | SV | SV Sliding block, M4/M5, for circuit-breaker component adaptor 250 A | SV Sliding block, M4/M5, for circuit-breaker component adaptor 250 A | EC000096 | 9342640 | Rittal |  |  |  | 0.036 | x |  |  | 0.003 | 2021-05-01 | 7.33 | 6 | piece(s) | 4028177551930 | PK |  |  |  | 85369095
9342720 | SV | SV Inserted strip, for circuit-breaker component adaptor 400/630 A, W: 25 mm | SV Inserted strip, for circuit-breaker component adaptor 400/630 A, W: 25 mm | EC001900 | 9342720 | Rittal | 25 |  |  | 0.56 | x |  |  | 0.309 | 2021-05-01 | 19.3 | 4 | piece(s) | 4028177503830 | PK |  |  |  | 39269097
9342800 | SV | SV PinBlock, for OM adaptor, for support frame W: 45 mm | SV PinBlock, for OM adaptor, for support frame W: 45 mm | EC001900 | 9342800 | Rittal |  |  |  | 0.035 | x |  |  | 0.036 | 2021-05-01 | 2.55 | 5 | piece(s) | 4028177503847 | PK |  |  |  | 39269097
9342810 | SV | SV PinBlock, for OM adaptor, for support frame W: 55 mm | SV PinBlock, for OM adaptor, for support frame W: 55 mm | EC001900 | 9342810 | Rittal |  |  |  | 0.04 | x |  |  | 0.036 | 2021-05-01 | 2.98 | 5 | piece(s) | 4028177503854 | PK |  |  |  | 39269097
9342820 | SV | SV PinBlock Plus, for starters with increased contactor attachment | SV PinBlock Plus, for starters with increased contactor attachment, for OM adaptor | EC001900 | 9342820 | Rittal |  |  |  | 0.035 | x |  |  | 0.021 | 2021-05-01 | 2.25 | 5 | piece(s) | 4028177503861 | PK |  |  |  | 39269097
9342850 | SV | SV Support rail 35x10 mm, W: 45 mm, version TS 45C | SV Support rail 35x10 mm, W: 45 mm, version TS 45C | EC001285 | 9342850 | Rittal | 45 |  |  | 0.045 | x |  |  | 0.01 | 2021-05-01 | 2.31 | 5 | piece(s) | 4028177503908 | PK |  |  |  | 39269097
9342860 | SV | SV Support rail 35x10 mm, W: 45 mm, version TS 45D | SV Support rail 35x10 mm, W: 45 mm, version TS 45D | EC001285 | 9342860 | Rittal | 45 |  |  | 0.045 | x |  |  | 0.023 | 2021-05-01 | 2.67 | 5 | piece(s) | 4028177503915 | PK |  |  |  | 39269097
9342870 | SV | SV Support rail 35x10 mm, W: 45 mm, version TS 45D-V | SV Support rail 35x10 mm, W: 45 mm, version TS 45D-V | EC001285 | 9342870 | Rittal | 45 |  |  | 0.06 | x |  |  | 0.034 | 2021-05-01 | 4.85 | 5 | piece(s) | 4028177503922 | PK |  |  |  | 39269097
9342880 | SV | SV Support rail 35x15 mm, W: 45 mm, sheet steel | SV Support rail 35x15 mm, W: 45 mm, sheet steel | EC001285 | 9342880 | Rittal | 45 |  |  | 0.28 | x |  |  | 0.026 | 2021-05-01 | 12.2 | 5 | piece(s) | 4028177503939 | PK |  |  |  | 73269098
9342920 | SV | SV Support rail 35x10 mm, W: 55 mm, version TS 55C | SV Support rail 35x10 mm, W: 55 mm, version TS 55C | EC001285 | 9342920 | Rittal | 55 |  |  | 0.05 | x |  |  | 0.025 | 2021-05-01 | 2.25 | 5 | piece(s) | 4028177503960 | PK |  |  |  | 39269097
9342930 | SV | SV Support rail 35x10 mm, W: 55 mm, version TS 55D | SV Support rail 35x10 mm, W: 55 mm, version TS 55D | EC001285 | 9342930 | Rittal | 55 |  |  | 0.05 | x |  |  | 0.04 | 2021-05-01 | 2.25 | 5 | piece(s) | 4028177503977 | PK |  |  |  | 39269097
9342940 | SV | SV Support rail 35x10 mm, W: 45 mm, version TS 55D-V | SV Support rail 35x10 mm, W: 45 mm, version TS 55D-V | EC001285 | 9342940 | Rittal | 55 |  |  | 0.07 | x |  |  | 0.028 | 2021-05-01 | 4.97 | 5 | piece(s) | 4028177503984 | PK |  |  |  | 39269097
9342950 | SV | SV Support rail 35x15 mm, W: 55 mm, sheet steel | SV Support rail 35x15 mm, W: 55 mm, sheet steel | EC001285 | 9342950 | Rittal | 55 |  |  | 0.305 | x |  |  | 0.033 | 2021-05-01 | 12.8 | 5 | piece(s) | 4028177503991 | PK |  |  |  | 73269098
9342980 | SV | SV Support rail 35x7,5 mm, W: 72 mm, sheet steel | SV Support rail 35x7,5 mm, W: 72 mm, sheet steel | EC001285 | 9342980 | Rittal | 72 |  |  | 0.135 | x |  |  | 0.03 | 2021-05-01 | 4.29 | 5 | piece(s) | 4028177525702 | PK |  |  |  | 73269098
9343000 | SV | SV NH fuse-switch disconnector, size 00, 160 A, 690 V, 3-pole, box terminal | SV NH fuse-switch disconnector, size 00, 160 A, 690 V, 3-pole, box terminal | EC001040 | 9343000 | Rittal | 106 | 194 | 0 | 0.94 | x |  |  | 3.8 | 2021-05-01 | 32.7 | 1 | piece(s) | 4028177540255 | PCE | 0.2 | 0.2 | 370 | 85369095
9343010 | SV | SV NH fuse-switch disconnector, size 00, 160 A, 690 V, 3-pole, screw M8 | SV NH fuse-switch disconnector, size 00, 160 A, 690 V, 3-pole, screw M8 | EC001040 | 9343010 | Rittal | 106 | 194 | 0 | 0.94 | x |  |  | 3.775 | 2021-05-01 | 32.2 | 1 | piece(s) | 4028177540262 | PCE | 0.2 | 0.2 | 370 | 85369095
9343020 | SV | SV NH fuse-switch disconnector, size 00, 160 A, 400-690 V, 3-pole, box terminal | SV NH fuse-switch disconnector, size 00, 160 A, 400-690 V, 3-pole, box terminal, with electronic fuse monitoring | EC001040 | 9343020 | Rittal | 106 | 194 | 0 | 1.5 | x |  |  | 5.656 | 2021-05-01 | 114 | 1 | piece(s) | 4028177540286 | PCE | 0.2 | 0.2 | 370 | 85369095
9343030 | SV | SV NH fuse-switch disconnector, size 00, 160 A, 400-690 V, 3-pole, screw M8 | SV NH fuse-switch disconnector, size 00, 160 A, 400-690 V, 3-pole, screw M8, with electronic fuse monitoring | EC001040 | 9343030 | Rittal | 106 | 194 | 0 | 1.027 | x |  |  | 5.607 | 2021-05-01 | 113.3 | 1 | piece(s) | 4028177540293 | PCE | 0.2 | 0.2 | 370 | 85369095
9343040 | SV | SV NH fuse-switch disconnector, size 00, 160 A, 690 V, 3-pole, box terminal | SV NH fuse-switch disconnector, size 00, 160 A, 690 V, 3-pole, box terminal, with electromechanical fuse monitoring | EC001040 | 9343040 | Rittal | 106 | 194 | 0 | 1.06 | x |  |  | 5.704 | 2021-05-01 | 141 | 1 | piece(s) | 4028177540309 | PCE | 0.2 | 0.2 | 370 | 85369095
9343050 | SV | SV NH fuse-switch disconnector, size 00, 160 A, 690 V, 3-pole, screw M8 | SV NH fuse-switch disconnector, size 00, 160 A, 690 V, 3-pole, screw M8, with electromechanical fuse monitoring | EC001040 | 9343050 | Rittal | 106 | 194 | 0 | 1.34 | x |  |  | 5.851 | 2021-05-01 | 140.6 | 1 | piece(s) | 4028177540316 | PCE | 0.2 | 0.2 | 370 | 85365080
9343100 | SV | SV NH fuse-switch disconnector, size 1, 250 A, 690 V, 3-pole, box terminal | SV NH fuse-switch disconnector, size 1, 250 A, 690 V, 3-pole, box terminal | EC001040 | 9343100 | Rittal | 184 | 298 | 0 | 2.34 | x |  |  | 9.256 | 2021-05-01 | 105.7 | 1 | piece(s) | 4028177540323 | PCE | 0.44 | 0.44 | 370 | 85369095
9343110 | SV | SV NH fuse-switch disconnector, size 1, 250 A, 690 V , 3-pole, screw M10 | SV NH fuse-switch disconnector, size 1, 250 A, 690 V , 3-pole, screw M10 | EC001040 | 9343110 | Rittal | 184 | 298 | 0 | 2.26 | x |  |  | 9.472 | 2021-05-01 | 102.1 | 1 | piece(s) | 4028177540330 | PCE | 0.44 | 0.44 | 370 | 85369095
9343120 | SV | SV NH fuse-switch disconnector, size 1, 250 A, 400-690 V, 3-pole, box terminal | SV NH fuse-switch disconnector, size 1, 250 A, 400-690 V, 3-pole, box terminal, with electronic fuse monitoring | EC001040 | 9343120 | Rittal | 184 | 298 | 0 | 2.58 | x |  |  | 14.294 | 2021-05-01 | 194.8 | 1 | piece(s) | 4028177540347 | PCE | 0.44 | 0.44 | 370 | 85369095
9343130 | SV | SV NH fuse-switch disconnector, size 1, 250 A, 400-690 V, 3-pole, screw M10 | SV NH fuse-switch disconnector, size 1, 250 A, 400-690 V, 3-pole, screw M10, with electronic fuse monitoring | EC001040 | 9343130 | Rittal | 184 | 298 | 0 | 2.5 | x |  |  | 14.2 | 2021-05-01 | 191.2 | 1 | piece(s) | 4028177540354 | PCE | 0.44 | 0.44 | 370 | 85369095
9343140 | SV | SV NH fuse-switch disconnector, size 1, 250 A, 690 V, 3-pole, box terminal | SV NH fuse-switch disconnector, size 1, 250 A, 690 V, 3-pole, box terminal, with electromechanical fuse monitoring | EC001040 | 9343140 | Rittal | 184 | 298 | 0 | 2.86 | x |  |  | 14.329 | 2021-05-01 | 213.5 | 1 | piece(s) | 4028177540361 | PCE | 0.44 | 0.44 | 370 | 85369095
9343150 | SV | SV NH fuse-switch disconnector, size 1, 250 A, 690 V, 3-pole, screw M10 | SV NH fuse-switch disconnector, size 1, 250 A, 690 V, 3-pole, screw M10, with electromechanical fuse monitoring | EC001040 | 9343150 | Rittal | 184 | 298 | 0 | 2.8 | x |  |  | 14.492 | 2021-05-01 | 209.8 | 1 | piece(s) | 4028177540378 | PCE | 0.44 | 0.44 | 370 | 85369095
9343200 | SV | SV NH fuse-switch disconnector, size 2, 400 A, 690 V, 3-pole, box terminal | SV NH fuse-switch disconnector, size 2, 400 A, 690 V, 3-pole, box terminal | EC001040 | 9343200 | Rittal | 210 | 298 | 0 | 3.64 | x |  |  | 19.296 | 2021-05-01 | 141 | 1 | piece(s) | 4028177540385 | PCE | 1 | 1 | 370 | 85369095
9343210 | SV | SV NH fuse-switch disconnector, size 2, 400 A, 690 V, 3-pole, screw M10 | SV NH fuse-switch disconnector, size 2, 400 A, 690 V, 3-pole, screw M10 | EC001040 | 9343210 | Rittal | 210 | 298 | 0 | 3.36 | x |  |  | 18.449 | 2021-05-01 | 136.2 | 1 | piece(s) | 4028177540392 | PCE | 1 | 1 | 370 | 85369095
9343230 | SV | SV NH fuse-switch disconnector, size 2, 400 A, 400-690 V, 3-pole, screw M10 | SV NH fuse-switch disconnector, size 2, 400 A, 400-690 V, 3-pole, screw M10, with electronic fuse monitoring | EC001040 | 9343230 | Rittal | 210 | 298 | 0 | 3.44 | x |  |  | 18.884 | 2021-05-01 | 225.7 | 1 | piece(s) | 4028177540415 | PCE | 1 | 1 | 370 | 85369095
9343250 | SV | SV NH fuse-switch disconnector, size 2, 400 A, 690 V, 3-pole, screw M10 | SV NH fuse-switch disconnector, size 2, 400 A, 690 V, 3-pole, screw M10, with electromechanical fuse monitoring | EC001040 | 9343250 | Rittal | 210 | 298 | 0 | 3.68 | x |  |  | 18.612 | 2021-05-01 | 251.3 | 1 | piece(s) | 4028177540439 | PCE | 1 | 1 | 370 | 85369095
9343300 | SV | SV NH fuse-switch disconnector, size 3, 630 A, 690 V, 3-pole, box terminal | SV NH fuse-switch disconnector, size 3, 630 A, 690 V, 3-pole, box terminal | EC001040 | 9343300 | Rittal | 250 | 298 | 0 | 4.5 | x |  |  | 22.058 | 2021-05-01 | 157.6 | 1 | piece(s) | 4028177540446 | PCE | 1.44 | 1.44 | 370 | 85369095
9343310 | SV | SV NH fuse-switch disconnector, size 3, 630 A, 690 V, 3-pole, screw M10 | SV NH fuse-switch disconnector, size 3, 630 A, 690 V, 3-pole, screw M10 | EC001040 | 9343310 | Rittal | 250 | 298 | 0 | 4.22 | x |  |  | 22.43 | 2021-05-01 | 152.7 | 1 | piece(s) | 4028177540453 | PCE | 1.44 | 1.44 | 370 | 85369095
9343330 | SV | SV NH fuse-switch disconnector, size 3, 630 A, 400-690 V, 3-pole, screw M10 | SV NH fuse-switch disconnector, size 3, 630 A, 400-690 V, 3-pole, screw M10, with electronic fuse monitoring | EC001040 | 9343330 | Rittal | 250 | 298 | 0 | 1 | x |  |  | 22.485 | 2021-05-01 | 244.7 | 1 | piece(s) | 4028177540477 | PCE | 1.44 | 1.44 | 370 | 85369095
9343350 | SV | SV NH fuse-switch disconnector, size 3, 630 A, 690 V, 3-pole, screw M10 | SV NH fuse-switch disconnector, size 3, 630 A, 690 V, 3-pole, screw M10, with electromechanical fuse monitoring | EC001040 | 9343350 | Rittal | 250 | 298 | 0 | 4.58 | x |  |  | 22.512 | 2021-05-01 | 266 | 1 | piece(s) | 4028177540491 | PCE | 1.44 | 1.44 | 370 | 85369095
9344000 | SV | SV NH fuse-switch disconnector, size 00, 160 A, 690 V, 3-pole, box terminal | SV NH fuse-switch disconnector, size 00, 160 A, 690 V, 3-pole, box terminal, for mounting plate assembly | EC001040 | 9344000 | Rittal | 106 | 194 | 0 | 0.76 | x |  |  | 2.412 | 2021-05-01 | 23.6 | 1 | piece(s) | 4028177540507 | PCE | 0.15 | 0.15 | 370 | 85369095
9344010 | SV | SV NH fuse-switch disconnector, size 00, 160 A, 690 V, 3-pole, screw M8 | SV NH fuse-switch disconnector, size 00, 160 A, 690 V, 3-pole, screw M8, for mounting plate assembly | EC001040 | 9344010 | Rittal | 106 | 194 | 0 | 0.76 | x |  |  | 2.508 | 2021-05-01 | 22.5 | 1 | piece(s) | 4028177540514 | PCE | 0.15 | 0.15 | 370 | 85369095
9344020 | SV | SV NH fuse-switch disconnector, size 00, 160 A, 400-690 V, 3-pole, box terminal | SV NH fuse-switch disconnector, size 00, 160 A, 400-690 V, 3-pole, box terminal, with electronic fuse monitoring, for mounting plate assembly | EC001040 | 9344020 | Rittal | 106 | 194 | 0 | 0.86 | x |  |  | 3.571 | 2021-05-01 | 101.4 | 1 | piece(s) | 4028177540521 | PCE | 0.15 | 0.15 | 370 | 85369095
9344030 | SV | SV NH fuse-switch disconnector, size 00, 160 A, 400-690 V, 3-pole, screw M8 | SV NH fuse-switch disconnector, size 00, 160 A, 400-690 V, 3-pole, screw M8, with electronic fuse monitoring, for mounting plate assembly | EC001040 | 9344030 | Rittal | 106 | 194 | 0 | 0.86 | x |  |  | 3.571 | 2021-05-01 | 100.1 | 1 | piece(s) | 4028177540538 | PCE | 0.15 | 0.15 | 370 | 85369095
9344040 | SV | SV NH fuse-switch disconnector, size 00, 160 A, 690 V, 3-pole, box terminal | SV NH fuse-switch disconnector, size 00, 160 A, 690 V, 3-pole, box terminal, with electromechanical fuse monitoring, for mounting plate assembly | EC001040 | 9344040 | Rittal | 106 | 194 | 0 | 1.18 | x |  |  | 6.072 | 2021-05-01 | 127.9 | 1 | piece(s) | 4028177540545 | PCE | 0.15 | 0.15 | 370 | 85369095
9344050 | SV | SV NH fuse-switch disconnector, size 00, 160 A, 690 V, 3-pole, screw M8 | SV NH fuse-switch disconnector, size 00, 160 A, 690 V, 3-pole, screw M8, with electromechanical fuse monitoring, for mounting plate assembly | EC001040 | 9344050 | Rittal | 106 | 194 | 0 | 1.18 | x |  |  | 5.313 | 2021-05-01 | 126.5 | 1 | piece(s) | 4028177540552 | PCE | 0.15 | 0.15 | 370 | 85369095
9344100 | SV | SV NH fuse-switch disconnector, size 1, 250 A, 690 V, 3-pole, box terminal | SV NH fuse-switch disconnector, size 1, 250 A, 690 V, 3-pole, box terminal, for mounting plate assembly | EC001040 | 9344100 | Rittal | 184 | 298 | 0 | 2.28 | x |  |  | 8.498 | 2021-05-01 | 94.1 | 1 | piece(s) | 4028177540590 | PCE | 0.3 | 0.3 | 370 | 85369095
9344110 | SV | SV NH fuse-switch disconnector, size 1, 250 A, 690 V, 3-pole, screw M10 | SV NH fuse-switch disconnector, size 1, 250 A, 690 V, 3-pole, screw M10, for mounting plate assembly | EC001040 | 9344110 | Rittal | 184 | 298 | 0 | 2.14 | x |  |  | 8.299 | 2021-05-01 | 86.8 | 1 | piece(s) | 4028177540606 | PCE | 0.3 | 0.3 | 370 | 85365080
9344130 | SV | SV NH fuse-switch disconnector, size 1, 250 A, 400-690 V, 3-pole, screw M10 | SV NH fuse-switch disconnector, size 1, 250 A, 400-690 V, 3-pole, screw M10, with electronic fuse monitoring, for mounting plate assembly | EC001040 | 9344130 | Rittal | 184 | 298 | 0 | 2.34 | x |  |  | 14.372 | 2021-05-01 | 177.3 | 1 | piece(s) | 4028177540620 | PCE | 0.3 | 0.3 | 370 | 85365080
9344150 | SV | SV NH fuse-switch disconnector, size 1, 250 A, 690 V, 3-pole, screw M10 | SV NH fuse-switch disconnector, size 1, 250 A, 690 V, 3-pole, screw M10, with electromechanical fuse monitoring, for mounting plate assembly | EC001040 | 9344150 | Rittal | 184 | 298 | 0 | 2.6 | x |  |  | 22.363 | 2021-05-01 | 198.5 | 1 | piece(s) | 4028177540644 | PCE | 0.3 | 0.3 | 370 | 85369095
9344210 | SV | SV NH fuse-switch disconnector, size 2, 400 A, 690 V, 3-pole, screw M10 | SV NH fuse-switch disconnector, size 2, 400 A, 690 V, 3-pole, screw M10, for mounting plate assembly | EC001040 | 9344210 | Rittal | 210 | 298 | 0 | 3.1 | x |  |  | 18.727 | 2021-05-01 | 107.8 | 1 | piece(s) | 4028177540675 | PCE | 1 | 1 | 370 | 85369095
9344230 | SV | SV NH fuse-switch disconnector, size 2, 400 A, 400-690 V, 3-pole, screw M10 | SV NH fuse-switch disconnector, size 2, 400 A, 400-690 V, 3-pole, screw M10, with electronic fuse monitoring, for mounting plate assembly | EC001040 | 9344230 | Rittal | 210 | 298 | 0 | 3.18 | x |  |  | 18.884 | 2021-05-01 | 199.4 | 1 | piece(s) | 4028177540699 | PCE | 1 | 1 | 370 | 85365080
9344250 | SV | SV NH fuse-switch disconnector, size 2, 400 A, 690 V, 3-pole, screw M10 | SV NH fuse-switch disconnector, size 2, 400 A, 690 V, 3-pole, screw M10, with electromechanical fuse monitoring, for mounting plate assembly | EC001040 | 9344250 | Rittal | 210 | 298 | 0 | 4.04 | x |  |  | 19.008 | 2021-05-01 | 220.8 | 1 | piece(s) | 4028177540712 | PCE | 1 | 1 | 370 | 85369095
9344310 | SV | SV NH fuse-switch disconnector, size 3, 630 A, 690 V, 3-pole, screw M10 | SV NH fuse-switch disconnector, size 3, 630 A, 690 V, 3-pole, screw M10, for mounting plate assembly | EC001040 | 9344310 | Rittal | 250 | 298 | 0 | 3.82 | x |  |  | 21.821 | 2021-05-01 | 121.8 | 1 | piece(s) | 4028177540736 | PCE | 1.06 | 1.06 | 370 | 85369095
9344330 | SV | SV NH fuse-switch disconnector, size 3, 630 A, 400-690 V, 3-pole, screw M10 | SV NH fuse-switch disconnector, size 3, 630 A, 400-690 V, 3-pole, screw M10, with electronic fuse monitoring, for mounting plate assembly | EC001040 | 9344330 | Rittal | 250 | 298 | 0 | 4.444 | x |  |  | 23.664 | 2021-05-01 | 214.2 | 1 | piece(s) | 4028177542051 | PCE | 1.06 | 1.06 | 370 | 85369095
9344350 | SV | SV NH fuse-switch disconnector, size 3, 630 A, 690 V, 3-pole, screw M10 | SV NH fuse-switch disconnector, size 3, 630 A, 690 V, 3-pole, screw M10, with electromechanical fuse monitoring, for mounting plate assembly | EC001040 | 9344350 | Rittal | 250 | 298 | 0 | 4.16 | x |  |  | 22.351 | 2021-05-01 | 234.8 | 1 | piece(s) | 4028177540750 | PCE | 1.06 | 1.06 | 370 | 85369095
9344510 | SV | SV Micro-switch, for NH fuse-switch disconnector size 1-3, including plastic lug | SV Micro-switch, for NH fuse-switch disconnector size 1-3, including plastic lug | EC001900 | 9344510 | Rittal |  |  |  | 0.008 | x |  |  | 0.008 | 2021-05-01 | 6.15 | 2 | piece(s) | 4028177540835 | PK |  |  |  | 85389099
9344520 | SV | SV Connection space cover, for NH fuse-switch disconnector, size 00 | SV Connection space cover, for NH fuse-switch disconnector, size 00 | EC000775 | 9344520 | Rittal |  |  |  | 0.064 | x |  |  | 0.216 | 2021-05-01 | 2.98 | 2 | piece(s) | 4028177540859 | PK |  |  |  | 85472000
9344530 | SV | SV Connection space cover, for NH fuse-switch disconnector, size 1 | SV Connection space cover, for NH fuse-switch disconnector, size 1 | EC000775 | 9344530 | Rittal |  |  |  | 0.148 | x |  |  | 0.363 | 2021-05-01 | 3.36 | 2 | piece(s) | 4028177540866 | PK |  |  |  | 85472000
9344540 | SV | SV Connection space cover, for NH fuse-switch disconnector, size 2 | SV Connection space cover, for NH fuse-switch disconnector, size 2 | EC000775 | 9344540 | Rittal |  |  |  | 0.198 | x |  |  | 0.52 | 2021-05-01 | 3.72 | 2 | piece(s) | 4028177540873 | PK |  |  |  | 85472000
9344550 | SV | SV Connection space cover, for NH fuse-switch disconnector, size 3 | SV Connection space cover, for NH fuse-switch disconnector, size 3 | EC000775 | 9344550 | Rittal |  |  |  | 0.228 | x |  |  | 0.688 | 2021-05-01 | 4.1 | 2 | piece(s) | 4028177540880 | PK |  |  |  | 85472000
9344610 | SV | SV Box terminal, for NH fuse-switch disconnector, size 1 (with screw terminal) | SV Box terminal, for NH fuse-switch disconnector, size 1 (with screw terminal), round conductor connection 35-150 mm², clamping area WH: 20x14 mm | EC001894 | 9344610 | Rittal |  |  |  | 0.174 | x |  |  | 0.027 | 2021-05-01 | 14.4 | 3 | piece(s) | 4028177540972 | PK |  |  |  | 73182900
9344620 | SV | SV Box terminal, for NH fuse-switch disconnector, size 2/3 (with screw terminal) | SV Box terminal, for NH fuse-switch disconnector, size 2/3 (with screw terminal), round conductor connection 95-300 mm², clamping area WH: 32x20 mm | EC001894 | 9344620 | Rittal |  |  |  | 0.396 | x |  |  | 0.063 | 2021-05-01 | 16.1 | 3 | piece(s) | 4028177541016 | PK |  |  |  | 73182900
9344680 | SV | SV Arc chamber, for NH fuse-switch disconnector size 1-3 | SV Arc chamber, for NH fuse-switch disconnector size 1-3 | EC000775 | 9344680 | Rittal |  |  |  | 0.18 | x |  |  | 0.057 | 2021-05-01 | 10.7 | 3 | piece(s) | 4028177540958 | PK |  |  |  | 73182900
9345005 | SV | Fuseholder Class CC, 30 A, 600 V, 3-pole (60 mm) | SV Fuseholder, Class CC, 30 A, 600 V, 3-pole, (60 mm) | EC001900 | 9345005 | Rittal | 54 | 81 | 0 | 0.596 | x |  |  | 0 | 2021-05-01 | 86.5 | 4 | piece(s) | 4028177805385 | PK | 0.018 | 0.072 | 370 | 85369095
9345015 | SV | Fuseholder Class J, 30 A, 600 V, 3-pole (60 mm) | SV Fuseholder, Class J, 30 A, 600 V, 3-pole, (60 mm) | EC001900 | 9345015 | Rittal | 108 | 115 | 0 | 0.966 | x |  |  | 0.33 | 2021-05-01 | 99.5 | 2 | piece(s) | 4028177805392 | PK | 0.072 | 0.144 | 370 | 85361050
9345035 | SV | Fuseholder Class J, 60 A, 600 V, 3-pole (60 mm) | SV Fuseholder, Class J, 60 A, 600 V, 3-pole, (60 mm) | EC001900 | 9345035 | Rittal | 120 | 118 | 0 | 1.256 | x |  |  | 1.296 | 2021-05-01 | 113.6 | 2 | piece(s) | 4028177805408 | PK | 0.118 | 0.236 | 370 | 85361050
9345040 | SV | SV Fuse holder, Class CC, 30 A, 600 V, 3-pole, (60 mm) | SV Fuse holder, Class CC, 30 A, 600 V, 3-pole, (60 mm) | EC001900 | 9345040 | Rittal | 27 | 200 | 0 | 0.752 | x |  |  | 0.48 | 2021-05-01 | 126.3 | 4 | piece(s) | 4028177709294 | PK | 0.032 | 0.128 | 370 | 85365080
9345100 | SV | SV Fuse holder, Class J, 61-100 A, 600 V, 3-pole, (60 mm) | SV Fuse holder, Class J, 61-100 A, 600 V, 3-pole, (60 mm) | EC001900 | 9345100 | Rittal | 184 | 288 | 0 | 2.62 | x |  |  | 9.472 | 2021-05-01 | 174.4 | 1 | piece(s) | 4028177615656 | PCE | 0.837 | 0.837 | 370 | 85365080
9345200 | SV | SV Fuse holder, Class J, 101-200 A, 600 V, 3-pole, (60 mm) | SV Fuse holder, Class J, 101-200 A, 600 V, 3-pole, (60 mm) | EC001900 | 9345200 | Rittal | 210 | 288 | 0 | 3.94 | x |  |  | 18.625 | 2021-05-01 | 217.3 | 1 | piece(s) | 4028177615663 | PCE | 1.389 | 1.389 | 370 | 85365080
9345400 | SV | SV Fuse holder, Class J, 201-400 A, 600 V, 3-pole, (60 mm) | SV Fuse holder, Class J, 201-400 A, 600 V, 3-pole, (60 mm) | EC001900 | 9345400 | Rittal | 250 | 328 | 0 | 5.32 | x |  |  | 19.802 | 2021-05-01 | 327 | 1 | piece(s) | 4028177615670 | PCE | 2.106 | 2.106 | 370 | 85365080
9345600 | SV | SV Circuit-breaker component adaptor, 250 A, 690 V, 3-pole, cable outlet top | SV Circuit-breaker component adaptor, 250 A, 690 V, 3-pole, cable outlet top, with connection straps | EC001531 | 9345600 | Rittal | 105 | 240 | 0 | 1.508 | x |  |  | 3.366 | 2021-05-01 | 60.8 | 1 | piece(s) | 4028177679962 | PCE | 0.77 | 0.77 | 370 | 85369095
9345604 | SV | SV Circuit-breaker component adaptor, 250 A, 690 V, 4-pole, cable outlet top | SV Circuit-breaker component adaptor, 250 A, 690 V, 4-pole, cable outlet top, with connection straps | EC001531 | 9345604 | Rittal | 140 | 310 | 0 | 2.503 | x |  |  | 5.655 | 2021-05-01 | 83.6 | 1 | piece(s) | 4028177679979 | PCE | 1.134 | 1.134 | 370 | 85369095
9345610 | SV | SV Circuit-breaker component adaptor, 250 A, 690 V, 3-pole, cable outlet bottom | SV Circuit-breaker component adaptor, 250 A, 690 V, 3-pole, cable outlet bottom, with connection straps | EC001531 | 9345610 | Rittal | 105 | 240 | 0 | 1.515 | x |  |  | 3.366 | 2021-05-01 | 60.8 | 1 | piece(s) | 4028177679986 | PCE | 0.77 | 0.77 | 370 | 85369095
9345614 | SV | SV Circuit-breaker component adaptor, 250 A, 690 V, 4-pole, cable outlet bottom | SV Circuit-breaker component adaptor, 250 A, 690 V, 4-pole, cable outlet bottom, with connection straps | EC001531 | 9345614 | Rittal | 140 | 310 | 0 | 2.502 | x |  |  | 5.655 | 2021-05-01 | 83.6 | 1 | piece(s) | 4028177679993 | PCE | 1.134 | 1.134 | 370 | 85369095
9345700 | SV | SV Circuit-breaker component adaptor, 630 A, 690 V, 3-pole, cable outlet top | SV Circuit-breaker component adaptor, 630 A, 690 V, 3-pole, cable outlet top, with connection straps | EC001531 | 9345700 | Rittal | 140 | 345 | 0 | 3.77 | x |  |  | 6.728 | 2021-05-01 | 107 | 1 | piece(s) | 4028177680005 | PCE | 2.44 | 2.44 | 370 | 85369095
9345704 | SV | SV Circuit-breaker component adaptor, 500 A, 690 V, 4-pole, cable outlet bottom | SV Circuit-breaker component adaptor, 500 A, 690 V, 4-pole, cable outlet bottom, for switchgear make:, ABB | EC001531 | 9345704 | Rittal | 185 | 300 | 0 | 4.027 | x |  |  | 5.61 | 2021-05-01 | 115.5 | 1 | piece(s) | 4028177684515 | PCE | 2.765 | 2.765 | 370 | 85369095
9345710 | SV | SV Circuit-breaker component adaptor, 630 A, 690 V, 3-pole, cable outlet bottom | SV Circuit-breaker component adaptor, 630 A, 690 V, 3-pole, cable outlet bottom, with connection straps | EC001531 | 9345710 | Rittal | 140 | 345 | 0 | 3.774 | x |  |  | 6.728 | 2021-05-01 | 107 | 1 | piece(s) | 4028177680012 | PCE | 2.44 | 2.44 | 370 | 85369095
9345714 | SV | SV Circuit-breaker component adaptor, 500 A, 690 V, 4-pole, cable outlet bottom | SV Circuit-breaker component adaptor, 500 A, 690 V, 4-pole, cable outlet bottom, for switchgear make:, Schneider Electric | EC001531 | 9345714 | Rittal | 185 | 300 | 0 | 3.52 | x |  |  | 5.47 | 2021-05-01 | 113.4 | 1 | piece(s) | 4028177684522 | PCE | 2.135 | 2.135 | 370 | 85369095
9345720 | SV | SV Circuit-breaker component adaptor, 400 A, 690 V, 3-pole, cable outlet top | SV Circuit-breaker component adaptor, 400 A, 690 V, 3-pole, cable outlet top, with connection straps | EC001531 | 9345720 | Rittal | 140 | 345 | 0 | 2.959 | x |  |  | 6.728 | 2021-05-01 | 95.3 | 1 | piece(s) | 4028177680029 | PCE | 1.533 | 1.533 | 370 | 85369095
9345724 | SV | SV Circuit-breaker component adaptor, 500 A, 690 V, 4-pole, cable outlet bottom | SV Circuit-breaker component adaptor, 500 A, 690 V, 4-pole, cable outlet bottom, for switchgear make:, Eaton | EC001531 | 9345724 | Rittal | 185 | 300 | 0 | 3.542 | x |  |  | 5.61 | 2021-05-01 | 110.2 | 1 | piece(s) | 4028177684539 | PCE | 2.16 | 2.16 | 370 | 85369095
9345730 | SV | SV Circuit-breaker component adaptor, 400 A, 690 V, 3-pole, cable outlet bottom | SV Circuit-breaker component adaptor, 400 A, 690 V, 3-pole, cable outlet bottom, with connection straps | EC001531 | 9345730 | Rittal | 140 | 345 | 0 | 2.954 | x |  |  | 6.728 | 2021-05-01 | 95.3 | 1 | piece(s) | 4028177680036 | PCE | 1.533 | 1.533 | 370 | 85369095
9345734 | SV | SV Circuit-breaker component adaptor, 500 A, 690 V, 4-pole, cable outlet bottom | SV Circuit-breaker component adaptor, 500 A, 690 V, 4-pole, cable outlet bottom, for switchgear make:, Siemens | EC001531 | 9345734 | Rittal | 185 | 300 | 0 | 3.489 | x |  |  | 5.61 | 2021-05-01 | 108.9 | 1 | piece(s) | 4028177684546 | PCE | 2.103 | 2.103 | 370 | 85369095
9346000 | SV | SV NH slimline fuse-switch disconnector, size 00, 160 A, 690 V, 3-pole | SV NH slimline fuse-switch disconnector, size 00, 160 A, 690 V, 3-pole, box terminal, 60 mm | EC001046 | 9346000 | Rittal | 50 | 400 | 0 | 1.26 | x |  |  | 3.525 | 2021-05-01 | 46.8 | 1 | piece(s) | 4028177628748 | PCE | 0.75 | 0.75 | 370 | 85369095
9346010 | SV | SV NH slimline fuse-switch disconnector, size 00, 160 A, 690 V, 3-pole | SV NH slimline fuse-switch disconnector, size 00, 160 A, 690 V, 3-pole, screw M8, 60 mm | EC001046 | 9346010 | Rittal | 50 | 400 | 0 | 1.26 | x |  |  | 3.63 | 2021-05-01 | 46.3 | 1 | piece(s) | 4028177628755 | PCE | 0.73 | 0.73 | 370 | 85369095
9346015 | SV | NH slimline fuse-switch disconnector, size 00, 160 A, 690 V, 3-pole, M8, 60 mm | SV NH slimline fuse-switch disconnector, size 00, 160 A, 690 V, 3-pole, screw M8, 60 mm, with electronic fuse monitoring | EC001046 | 9346015 | Rittal | 50 | 400 | 0 | 1.36 | x |  |  | 4.406 | 2021-05-01 | 115 | 1 | piece(s) | 4028177668126 | PCE | 0.73 | 0.73 | 370 | 85369095
9346020 | SV | SV NH slimline fuse-switch disconnector, size 00, 160 A, 690 V, 3-pole | SV NH slimline fuse-switch disconnector, size 00, 160 A, 690 V, 3-pole, box terminal, 100 mm | EC001046 | 9346020 | Rittal | 50 | 400 | 0 | 1.24 | x |  |  | 3.445 | 2021-05-01 | 44.4 | 1 | piece(s) | 4028177628762 | PCE | 0.66 | 0.66 | 370 | 85365080
9346030 | SV | SV NH slimline fuse-switch disconnector, size 00, 160 A, 690 V, 3-pole | SV NH slimline fuse-switch disconnector, size 00, 160 A, 690 V, 3-pole, screw M8, 100 mm | EC001046 | 9346030 | Rittal | 50 | 400 | 0 | 1.22 | x |  |  | 3.751 | 2021-05-01 | 43.8 | 1 | piece(s) | 4028177628779 | PCE | 0.65 | 0.65 | 370 | 85365080
9346060 | SV | NH slimline fuse-switch disconnector, size 00, 160 A, 690 V, 3-pole, M8, 100 mm | SV NH slimline fuse-switch disconnector, size 00, 160 A, 690 V, 3-pole, screw M8, 100 mm, for current transformer installation | EC001046 | 9346060 | Rittal | 50 | 400 | 0 | 1.18 | x |  |  | 3.63 | 2021-05-01 | 42.1 | 1 | piece(s) | 4028177668133 | PCE | 0.65 | 0.65 | 370 | 85365080
9346400 | SV | SV Micro-switch, for NH slimline fuse-switch disconnector, size 00 (SV 9346XXX) | SV Micro-switch, for NH slimline fuse-switch disconnector, size 00 (SV 9346XXX) | EC001900 | 9346400 | Rittal |  |  |  | 0.015 | x |  |  | 0.012 | 2021-05-01 | 15 | 5 | piece(s) | 4028177631779 | PK |  |  |  | 85389099
9346460 | SV | SV Connection space cover, for NH slimline fuse-switch disconnector | SV Connection space cover, for NH slimline fuse-switch disconnector, size 00 (60/100 mm) | EC000775 | 9346460 | Rittal |  |  |  | 0.06 | x |  |  | 0.75 | 2021-05-01 | 2.98 | 1 | piece(s) | 4028177660519 | PCE |  |  |  | 85472000
9350010 | SV | SV Busbar cover section, for demension WH: 12/15x5 mm, L: 1000 mm/section | SV Busbar cover section, for demension WH: 12/15x5 mm, L: 1000 mm/section | EC000775 | 9350010 | Rittal |  |  |  | 0.42 | x |  |  | 1.68 | 2021-05-01 | 20.8 | 4 | piece(s) | 4028177219557 | PK |  |  |  | 85472000
9350060 | SV | SV Busbar cover section, for demension WH: 12/15x10 mm, L: 1000 mm/section | SV Busbar cover section, for demension WH: 12/15x10 mm, L: 1000 mm/section | EC000775 | 9350060 | Rittal |  |  |  | 0.48 | x |  |  | 0.3 | 2021-05-01 | 30 | 4 | piece(s) | 4028177219540 | PK |  |  |  | 85472000
9350075 | SV | SV Busbar connector, for E-Cu 12x5-15x10 mm, single connection | SV Busbar connector, for E-Cu 12x5-15x10 mm, single connection | EC000713 | 9350075 | Rittal |  |  |  | 0.411 | x |  |  | 0.046 | 2021-05-01 | 31.5 | 3 | piece(s) | 4028177504844 | PK | 0.05 | 0.15 | 370 | 85369010
9401600 | KE | KE Ex enclosure, WHD: 200x300x155 mm, Stainless steel 1.4301 | KEL Ex enclosure, WHD: 200x300x155 mm, Stainless steel 1.4301, with mounting plate, Empty enclosure with hinged door | EC002503 | 9401600 | Rittal | 200 | 300 | 155 | 5 | 162 x 275 | 162 | 275 | 11.398 | 2021-05-01 | 190.1 | 1 | piece(s) | 4028177138681 | PCE |  |  |  | 94032080
9402600 | KE | KE Ex enclosure, WHD: 380x300x155 mm, Stainless steel 1.4301 | KEL Ex enclosure, WHD: 380x300x155 mm, Stainless steel 1.4301, with mounting plate, Empty enclosure with hinged door | EC002503 | 9402600 | Rittal | 380 | 300 | 155 | 7.8 | 334 x 275 | 334 | 275 | 21.458 | 2021-05-01 | 222 | 1 | piece(s) | 4028177138711 | PCE |  |  |  | 94032080
9403600 | KE | KE Ex enclosure, WHD: 380x380x210 mm, Stainless steel 1.4301 | KEL Ex enclosure, WHD: 380x380x210 mm, Stainless steel 1.4301, with mounting plate, Empty enclosure with hinged door | EC002503 | 9403600 | Rittal | 380 | 380 | 210 | 10.1 | 334 x 355 | 334 | 355 | 34.83 | 2021-05-01 | 258.9 | 1 | piece(s) | 4028177138742 | PCE |  |  |  | 94032080
9404600 | KE | KE Ex enclosure, WHD: 380x600x210 mm, Stainless steel 1.4301 | KEL Ex enclosure, WHD: 380x600x210 mm, Stainless steel 1.4301, with mounting plate, Empty enclosure with hinged door | EC002503 | 9404600 | Rittal | 380 | 600 | 210 | 16.9 | 334 x 570 | 334 | 570 | 54.163 | 2021-05-01 | 323 | 1 | piece(s) | 4028177138773 | PCE |  |  |  | 94032080
9405600 | KE | KE Ex enclosure, WHD: 600x600x210 mm, Stainless steel 1.4301 | KEL Ex enclosure, WHD: 600x600x210 mm, Stainless steel 1.4301, with mounting plate, Empty enclosure with hinged door | EC002503 | 9405600 | Rittal | 600 | 600 | 210 | 25.2 | 549 x 570 | 549 | 570 | 90.494 | 2021-05-01 | 416 | 1 | piece(s) | 4028177138803 | PCE |  |  |  | 94032080
9406600 | KE | KE Ex enclosure, WHD: 600x760x210 mm, Stainless steel 1.4301 | KEL Ex enclosure, WHD: 600x760x210 mm, Stainless steel 1.4301, with mounting plate, Empty enclosure with hinged door | EC002503 | 9406600 | Rittal | 600 | 760 | 210 | 32.5 | 549 x 730 | 549 | 730 | 112.191 | 2021-05-01 | 482 | 1 | piece(s) | 4028177138834 | PCE |  |  |  | 94032080
9407600 | KE | KE Ex enclosure, WHD: 760x760x300 mm, Stainless steel 1.4301 | KEL Ex enclosure, WHD: 760x760x300 mm, Stainless steel 1.4301, with mounting plate, Empty enclosure with hinged door | EC002503 | 9407600 | Rittal | 760 | 760 | 300 | 44.1 | 704 x 730 | 704 | 730 | 192.192 | 2021-05-01 | 674 | 1 | piece(s) | 4028177138865 | PCE |  |  |  | 94032080
9408600 | KE | KE Ex enclosure, WHD: 800x1000x300 mm, Stainless steel 1.4301 | KEL Ex enclosure, WHD: 800x1000x300 mm, Stainless steel 1.4301, with mounting plate, Empty enclosure with hinged door | EC002503 | 9408600 | Rittal | 800 | 1000 | 300 | 57.8 | 739 x 955 | 739 | 955 | 268.679 | 2021-05-01 | 782 | 1 | piece(s) | 4028177138896 | PCE |  |  |  | 94032080
9409600 | KE | KE Ex enclosure, WHD: 300x380x210 mm, Stainless steel 1.4301 | KEL Ex enclosure, WHD: 300x380x210 mm, Stainless steel 1.4301, with mounting plate, Empty enclosure with hinged door | EC002503 | 9409600 | Rittal | 300 | 380 | 210 | 8.1 | 275 x 334 | 275 | 334 | 27.704 | 2021-05-01 | 238.8 | 1 | piece(s) | 4028177138926 | PCE |  |  |  | 94032080
9500000 | PK | PK Polycarbonate enclosure, WHD: 65x65x57 mm | PK Polycarbonate enclosure, WHD: 65x65x57 mm, fibreglass-reinforced polycarbonate, without knockouts, with grey cover | EC000261 | 9500000 | Rittal | 65 | 65 | 57 | 1.296 | x |  |  | 0.317 | 2021-05-01 | 58.2 | 12 | piece(s) | 4028177138933 | PK |  |  |  | 94037000
9502000 | PK | PK Polycarbonate enclosure, WHD: 94x65x57 mm | PK Polycarbonate enclosure, WHD: 94x65x57 mm, fibreglass-reinforced polycarbonate, without knockouts, with grey cover | EC000261 | 9502000 | Rittal | 94 | 65 | 57 | 1.104 | x |  |  | 0.441 | 2021-05-01 | 49.5 | 8 | piece(s) | 4028177139015 | PK |  |  |  | 94037000
9504000 | PK | PK Polycarbonate enclosure, WHD: 94x94x57 mm | PK Polycarbonate enclosure, WHD: 94x94x57 mm, fibreglass-reinforced polycarbonate, without knockouts, with grey cover | EC000261 | 9504000 | Rittal | 94 | 94 | 57 | 1.074 | x |  |  | 0.677 | 2021-05-01 | 34.6 | 6 | piece(s) | 4028177139091 | PK |  |  |  | 94037000
9505000 | PK | PK Polycarbonate enclosure, WHD: 94x94x81 mm | PK Polycarbonate enclosure, WHD: 94x94x81 mm, fibreglass-reinforced polycarbonate, without knockouts, with grey cover | EC000261 | 9505000 | Rittal | 94 | 94 | 81 | 1.44 | x |  |  | 0.943 | 2021-05-01 | 48.5 | 6 | piece(s) | 4028177139138 | PK |  |  |  | 94037000
9506000 | PK | PK Polycarbonate enclosure, WHD: 110x110x66 mm | PK Polycarbonate enclosure, WHD: 110x110x66 mm, fibreglass-reinforced polycarbonate, without knockouts, with grey cover | EC000261 | 9506000 | Rittal | 110 | 110 | 66 | 1.458 | x |  |  | 0.589 | 2021-05-01 | 52.7 | 6 | piece(s) | 4028177139176 | PK |  |  |  | 94037000
9507000 | PK | PK Polycarbonate enclosure, WHD: 110x110x90 mm | PK Polycarbonate enclosure, WHD: 110x110x90 mm, fibreglass-reinforced polycarbonate, without knockouts, with grey cover | EC000261 | 9507000 | Rittal | 110 | 110 | 90 | 1.824 | x |  |  | 1.339 | 2021-05-01 | 61.2 | 6 | piece(s) | 4028177139213 | PK |  |  |  | 94037000
9508000 | PK | PK Polycarbonate enclosure, WHD: 130x94x57 mm | PK Polycarbonate enclosure, WHD: 130x94x57 mm, fibreglass-reinforced polycarbonate, without knockouts, with grey cover | EC000261 | 9508000 | Rittal | 130 | 94 | 57 | 0.9 | x |  |  | 0.945 | 2021-05-01 | 30.9 | 4 | piece(s) | 4028177139251 | PK |  |  |  | 94037000
9508050 | PK | PK Polycarbonate enclosure, WHD: 130x94x57 mm | PK Polycarbonate enclosure, WHD: 130x94x57 mm, fibreglass-reinforced polycarbonate, with knockouts, with grey cover | EC000261 | 9508050 | Rittal | 130 | 94 | 57 | 0.88 | x |  |  | 0.679 | 2021-05-01 | 30.9 | 4 | piece(s) | 4028177490192 | PK |  |  |  | 94037000
9509000 | PK | PK Polycarbonate enclosure, WHD: 130x94x81 mm | PK Polycarbonate enclosure, WHD: 130x94x81 mm, fibreglass-reinforced polycarbonate, without knockouts, with grey cover | EC000261 | 9509000 | Rittal | 130 | 94 | 81 | 1.172 | x |  |  | 1.283 | 2021-05-01 | 36.7 | 4 | piece(s) | 4028177139299 | PK |  |  |  | 94037000
9510000 | PK | PK Polycarbonate enclosure, WHD: 130x130x75 mm | PK Polycarbonate enclosure, WHD: 130x130x75 mm, fibreglass-reinforced polycarbonate, without knockouts, with grey cover | EC000261 | 9510000 | Rittal | 130 | 130 | 75 | 1.328 | x |  |  | 0.001 | 2021-05-01 | 40.8 | 4 | piece(s) | 4028177139336 | PK |  |  |  | 94037000
9511000 | PK | PK Polycarbonate enclosure, WHD: 130x130x99 mm | PK Polycarbonate enclosure, WHD: 130x130x99 mm, fibreglass-reinforced polycarbonate, without knockouts, with grey cover | EC000261 | 9511000 | Rittal | 130 | 130 | 99 | 1.664 | x |  |  | 8.384 | 2021-05-01 | 46.4 | 4 | piece(s) | 4028177139374 | PK |  |  |  | 94037000
9512000 | PK | PK Polycarbonate enclosure, WHD: 180x94x57 mm | PK Polycarbonate enclosure, WHD: 180x94x57 mm, fibreglass-reinforced polycarbonate, without knockouts, with grey cover | EC000261 | 9512000 | Rittal | 180 | 94 | 57 | 0.612 | x |  |  | 1.264 | 2021-05-01 | 18.2 | 2 | piece(s) | 4028177139411 | PK |  |  |  | 94037000
9513000 | PK | PK Polycarbonate enclosure, WHD: 180x94x81 mm | PK Polycarbonate enclosure, WHD: 180x94x81 mm, fibreglass-reinforced polycarbonate, without knockouts, with grey cover | EC000261 | 9513000 | Rittal | 180 | 94 | 81 | 0.786 | x |  |  | 1.454 | 2021-05-01 | 22 | 2 | piece(s) | 4028177139459 | PK |  |  |  | 94037000
9514000 | PK | PK Polycarbonate enclosure, WHD: 180x110x90 mm | PK Polycarbonate enclosure, WHD: 180x110x90 mm, fibreglass-reinforced polycarbonate, without knockouts, with grey cover | EC000261 | 9514000 | Rittal | 180 | 110 | 90 | 0.886 | x |  |  | 2.245 | 2021-05-01 | 26.8 | 2 | piece(s) | 4028177139497 | PK |  |  |  | 94037000
9514050 | PK | PK Polycarbonate enclosure, WHD: 180x110x90 mm | PK Polycarbonate enclosure, WHD: 180x110x90 mm, fibreglass-reinforced polycarbonate, with knockouts, with grey cover | EC000261 | 9514050 | Rittal | 180 | 110 | 90 | 0.864 | x |  |  | 2.124 | 2021-05-01 | 26.8 | 2 | piece(s) | 4028177490208 | PK |  |  |  | 94037000
9514100 | PK | PK Polycarbonate enclosure, WHD: 180x110x90 mm | PK Polycarbonate enclosure, WHD: 180x110x90 mm, fibreglass-reinforced polycarbonate, without knockouts, with transparent cover | EC000261 | 9514100 | Rittal | 180 | 110 | 90 | 0.856 | x |  |  | 2.234 | 2021-05-01 | 26.8 | 2 | piece(s) | 4028177139510 | PK |  |  |  | 94037000
9515000 | PK | PK Polycarbonate enclosure, WHD: 180x110x111 mm | PK Polycarbonate enclosure, WHD: 180x110x111 mm, fibreglass-reinforced polycarbonate, without knockouts, with grey cover | EC000261 | 9515000 | Rittal | 180 | 110 | 111 | 1.04 | x |  |  | 2.766 | 2021-05-01 | 29.4 | 2 | piece(s) | 4028177139534 | PK |  |  |  | 94037000
9515100 | PK | PK Polycarbonate enclosure, WHD: 180x110x111 mm | PK Polycarbonate enclosure, WHD: 180x110x111 mm, fibreglass-reinforced polycarbonate, without knockouts, with transparent cover | EC000261 | 9515100 | Rittal | 180 | 110 | 111 | 1.004 | x |  |  | 2.602 | 2021-05-01 | 29.4 | 2 | piece(s) | 4028177139558 | PK |  |  |  | 94037000
9516000 | PK | PK Polycarbonate enclosure, WHD: 180x110x165 mm | PK Polycarbonate enclosure, WHD: 180x110x165 mm, fibreglass-reinforced polycarbonate, without knockouts, with grey cover | EC000261 | 9516000 | Rittal | 180 | 110 | 165 | 1.374 | x |  |  | 3.848 | 2021-05-01 | 45.9 | 2 | piece(s) | 4028177139572 | PK |  |  |  | 94037000
9516100 | PK | PK Polycarbonate enclosure, WHD: 180x110x165 mm | PK Polycarbonate enclosure, WHD: 180x110x165 mm, fibreglass-reinforced polycarbonate, without knockouts, with transparent cover | EC000261 | 9516100 | Rittal | 180 | 110 | 165 | 1.314 | x |  |  | 3.642 | 2021-05-01 | 45.9 | 2 | piece(s) | 4028177139596 | PK |  |  |  | 94037000
9517000 | PK | PK Polycarbonate enclosure, WHD: 182x180x90 mm | PK Polycarbonate enclosure, WHD: 182x180x90 mm, fibreglass-reinforced polycarbonate, without knockouts, with grey cover | EC000261 | 9517000 | Rittal | 182 | 180 | 90 | 0.6 | x |  |  | 3.582 | 2021-05-01 | 15.7 | 1 | piece(s) | 4028177139619 | PCE |  |  |  | 94037000
9517100 | PK | PK Polycarbonate enclosure, WHD: 182x180x90 mm | PK Polycarbonate enclosure, WHD: 182x180x90 mm, fibreglass-reinforced polycarbonate, without knockouts, with transparent cover | EC000261 | 9517100 | Rittal | 182 | 180 | 90 | 0.6 | x |  |  | 3.691 | 2021-05-01 | 15.7 | 1 | piece(s) | 4028177139633 | PCE |  |  |  | 94037000
9518000 | PK | PK Polycarbonate enclosure, WHD: 182x180x111 mm | PK Polycarbonate enclosure, WHD: 182x180x111 mm, fibreglass-reinforced polycarbonate, without knockouts, with grey cover | EC000261 | 9518000 | Rittal | 182 | 180 | 111 | 0.66 | x |  |  | 4.332 | 2021-05-01 | 17.3 | 1 | piece(s) | 4028177139657 | PCE |  |  |  | 94037000
9518100 | PK | PK Polycarbonate enclosure, WHD: 182x180x111 mm | PK Polycarbonate enclosure, WHD: 182x180x111 mm, fibreglass-reinforced polycarbonate, without knockouts, with transparent cover | EC000261 | 9518100 | Rittal | 182 | 180 | 111 | 0.66 | x |  |  | 4.57 | 2021-05-01 | 17.3 | 1 | piece(s) | 4028177139671 | PCE |  |  |  | 94037000
9519000 | PK | PK Polycarbonate enclosure, WHD: 182x180x165 mm | PK Polycarbonate enclosure, WHD: 182x180x165 mm, fibreglass-reinforced polycarbonate, without knockouts, with grey cover | EC000261 | 9519000 | Rittal | 182 | 180 | 165 | 0.88 | x |  |  | 6.498 | 2021-05-01 | 25.8 | 1 | piece(s) | 4028177139695 | PCE |  |  |  | 94037000
9519100 | PK | PK Polycarbonate enclosure, WHD: 182x180x165 mm | PK Polycarbonate enclosure, WHD: 182x180x165 mm, fibreglass-reinforced polycarbonate, without knockouts, with transparent cover | EC000261 | 9519100 | Rittal | 182 | 180 | 165 | 0.88 | x |  |  | 6.161 | 2021-05-01 | 25.8 | 1 | piece(s) | 4028177139718 | PCE |  |  |  | 94037000
9520000 | PK | PK Polycarbonate enclosure, WHD: 254x180x90 mm | PK Polycarbonate enclosure, WHD: 254x180x90 mm, fibreglass-reinforced polycarbonate, without knockouts, with grey cover | EC000261 | 9520000 | Rittal | 254 | 180 | 90 | 0.83 | x |  |  | 5.051 | 2021-05-01 | 20.8 | 1 | piece(s) | 4028177139732 | PCE |  |  |  | 94037000
9520100 | PK | PK Polycarbonate enclosure, WHD: 254x180x90 mm | PK Polycarbonate enclosure, WHD: 254x180x90 mm, fibreglass-reinforced polycarbonate, without knockouts, with transparent cover | EC000261 | 9520100 | Rittal | 254 | 180 | 90 | 0.83 | x |  |  | 5.051 | 2021-05-01 | 20.8 | 1 | piece(s) | 4028177139756 | PCE |  |  |  | 94037000
9521000 | PK | PK Polycarbonate enclosure, WHD: 254x180x111 mm | PK Polycarbonate enclosure, WHD: 254x180x111 mm, fibreglass-reinforced polycarbonate, without knockouts, with grey cover | EC000261 | 9521000 | Rittal | 254 | 180 | 111 | 0.85 | x |  |  | 6.175 | 2021-05-01 | 22.5 | 1 | piece(s) | 4028177139770 | PCE |  |  |  | 94037000
9521050 | PK | PK Polycarbonate enclosure, WHD: 254x180x111 mm | PK Polycarbonate enclosure, WHD: 254x180x111 mm, fibreglass-reinforced polycarbonate, with knockouts, with grey cover | EC000261 | 9521050 | Rittal | 254 | 180 | 111 | 0.86 | x |  |  | 5.942 | 2021-05-01 | 22.5 | 1 | piece(s) | 4028177490215 | PCE |  |  |  | 94037000
9521100 | PK | PK Polycarbonate enclosure, WHD: 254x180x111 mm | PK Polycarbonate enclosure, WHD: 254x180x111 mm, fibreglass-reinforced polycarbonate, without knockouts, with transparent cover | EC000261 | 9521100 | Rittal | 254 | 180 | 111 | 0.85 | x |  |  | 5.772 | 2021-05-01 | 22.5 | 1 | piece(s) | 4028177139794 | PCE |  |  |  | 94037000
9522000 | PK | PK Polycarbonate enclosure, WHD: 254x180x165 mm | PK Polycarbonate enclosure, WHD: 254x180x165 mm, fibreglass-reinforced polycarbonate, without knockouts, with grey cover | EC000261 | 9522000 | Rittal | 254 | 180 | 165 | 1.13 | x |  |  | 8.418 | 2021-05-01 | 33.2 | 1 | piece(s) | 4028177139817 | PCE |  |  |  | 94037000
9522100 | PK | PK Polycarbonate enclosure, WHD: 254x180x165 mm | PK Polycarbonate enclosure, WHD: 254x180x165 mm, fibreglass-reinforced polycarbonate, without knockouts, with transparent cover | EC000261 | 9522100 | Rittal | 254 | 180 | 165 | 1.13 | x |  |  | 8.658 | 2021-05-01 | 33.2 | 1 | piece(s) | 4028177139831 | PCE |  |  |  | 94037000
9523000 | PK | PK Polycarbonate enclosure, WHD: 360x254x111 mm | PK Polycarbonate enclosure, WHD: 360x254x111 mm, fibreglass-reinforced polycarbonate, without knockouts, with grey cover | EC000261 | 9523000 | Rittal | 360 | 254 | 111 | 1.5 | x |  |  | 11.381 | 2021-05-01 | 45.9 | 1 | piece(s) | 4028177139855 | PCE |  |  |  | 94037000
9523100 | PK | PK Polycarbonate enclosure, WHD: 360x254x111 mm | PK Polycarbonate enclosure, WHD: 360x254x111 mm, fibreglass-reinforced polycarbonate, without knockouts, with transparent cover | EC000261 | 9523100 | Rittal | 360 | 254 | 111 | 1.5 | x |  |  | 11.544 | 2021-05-01 | 45.9 | 1 | piece(s) | 4028177139879 | PCE |  |  |  | 94037000
9524000 | PK | PK Polycarbonate enclosure, WHD: 360x254x165 mm | PK Polycarbonate enclosure, WHD: 360x254x165 mm, fibreglass-reinforced polycarbonate, without knockouts, with grey cover | EC000261 | 9524000 | Rittal | 360 | 254 | 165 | 1.9 | x |  |  | 16.608 | 2021-05-01 | 56 | 1 | piece(s) | 4028177139893 | PCE |  |  |  | 94037000
9524100 | PK | PK Polycarbonate enclosure, WHD: 360x254x165 mm | PK Polycarbonate enclosure, WHD: 360x254x165 mm, fibreglass-reinforced polycarbonate, without knockouts, with transparent cover | EC000261 | 9524100 | Rittal | 360 | 254 | 165 | 1.9 | x |  |  | 16.835 | 2021-05-01 | 56 | 1 | piece(s) | 4028177139916 | PCE |  |  |  | 94037000
9548000 | PK | PK Mounting plate, WH: 150x150 mm | PK Mounting plate, WH: 150x150 mm | EC000213 | 9548000 | Rittal |  |  |  | 1.07 | 150 x 150 | 150 | 150 | 0.565 | 2021-05-01 | 35.2 | 10 | piece(s) | 4028177140097 | PK |  |  |  | 39269097
9549000 | PK | PK Mounting plate, WH: 220x150 mm | PK Mounting plate, WH: 220x150 mm | EC000213 | 9549000 | Rittal |  |  |  | 1.192 | 220 x 150 | 220 | 150 | 0 | 2021-05-01 | 37.9 | 8 | piece(s) | 4028177140110 | PK |  |  |  | 39269097
9550000 | PK | PK Mounting plate, WH: 331x220 mm | PK Mounting plate, WH: 331x220 mm | EC000213 | 9550000 | Rittal |  |  |  | 1.248 | 331 x 220 | 331 | 220 | 1.449 | 2021-05-01 | 47.9 | 4 | piece(s) | 4028177140134 | PK |  |  |  | 39269097
9581000 | PK | Hinge | PK Hinge | EC001167 | 9581000 | Rittal |  |  |  | 0.55 | x |  |  | 0.271 | 2021-05-01 | 38.7 | 20 | piece(s) | 4028177140356 | PK |  |  |  | 83021000
9583000 | PK | Wall mounting bracket for PK | PK Wall mounting bracket for PK | EC002625 | 9583000 | Rittal |  |  |  | 0.16 | x |  |  | 0.032 | 2021-05-01 | 24.7 | 40 | piece(s) | 4028177140394 | PK |  |  |  | 39269097
9600000 | SV | SV Mini-PLS busbar support, 3-pole, 40 mm bar centre distance | SV Mini-PLS busbar support, 3-pole, 40 mm bar centre distance, suitable for top mounting | EC001166 | 9600000 | Rittal |  |  |  | 0.22 | x |  |  | 0.083 | 2021-05-01 | 12.1 | 4 | piece(s) | 4028177140509 | PK |  |  |  | 85469010
9600005 | SV | SV Busbar support, 2-pole, 70 mm bar centre distance, for busbar WH: 12x5 mm | SV Busbar support, 2-pole, 70 mm bar centre distance, for busbar WH: 12x5 mm | EC001166 | 9600005 | Rittal |  |  |  | 0.244 | x |  |  | 0 | 2021-05-01 | 12.7 | 4 | piece(s) | 4028177809031 | PK |  |  |  | 85469010
9601000 | SV | SV Mini-PLS special busbar E-Cu, L: 500 mm, 120 mm² bar cross-section | SV Mini-PLS special busbar E-Cu, L: 500 mm, 120 mm² bar cross-section | EC001522 | 9601000 | Rittal |  |  |  | 1.863 | x |  |  | 0.263 | 2021-05-01 | 40 | 3 | piece(s) | 4028177140523 | PK | 0.54 | 1.62 | 370 | 74071000
9602000 | SV | SV Mini-PLS special busbar E-Cu, L: 700 mm, 120 mm² bar cross-section | SV Mini-PLS special busbar E-Cu, L: 700 mm, 120 mm² bar cross-section | EC001522 | 9602000 | Rittal |  |  |  | 2.607 | x |  |  | 0.386 | 2021-05-01 | 50.8 | 3 | piece(s) | 4028177140547 | PK | 0.75 | 2.25 | 370 | 74071000
9603000 | SV | SV Mini-PLS special busbar E-Cu, L: 1100 mm, 120 mm² bar cross-section | SV Mini-PLS special busbar E-Cu, L: 1100 mm, 120 mm² bar cross-section | EC001522 | 9603000 | Rittal |  |  |  | 4.068 | x |  |  | 0.876 | 2021-05-01 | 72 | 3 | piece(s) | 4028177140561 | PK | 1.18 | 3.54 | 370 | 74071000
9605000 | SV | SV Mini-PLS base tray, L: 500 mm | SV Mini-PLS base tray, L: 500 mm | EC002498 | 9605000 | Rittal |  |  |  | 0.44 | x |  |  | 2.083 | 2021-05-01 | 10.4 | 1 | piece(s) | 4028177140608 | PCE |  |  |  | 85472000
9606000 | SV | SV Mini-PLS base tray, L: 700 mm | SV Mini-PLS base tray, L: 700 mm | EC002498 | 9606000 | Rittal |  |  |  | 0.64 | x |  |  | 2.256 | 2021-05-01 | 13.6 | 1 | piece(s) | 4028177140622 | PCE |  |  |  | 85472000
9607000 | SV | SV Mini-PLS base tray, L: 1100 mm | SV Mini-PLS base tray, L: 1100 mm | EC002498 | 9607000 | Rittal |  |  |  | 0.96 | x |  |  | 4.4 | 2021-05-01 | 20.1 | 1 | piece(s) | 4028177140646 | PCE |  |  |  | 85472000
9608000 | SV | SV Mini-PLS cover section, L: 250 mm | SV Mini-PLS cover section, L: 250 mm | EC000775 | 9608000 | Rittal |  |  |  | 0.3 | x |  |  | 1.938 | 2021-05-01 | 6.75 | 1 | piece(s) | 4028177140660 | PCE |  |  |  | 85472000
9609000 | SV | SV Mini-PLS cover section, L: 500 mm | SV Mini-PLS cover section, L: 500 mm | EC000775 | 9609000 | Rittal |  |  |  | 0.6 | x |  |  | 4.8 | 2021-05-01 | 12.1 | 1 | piece(s) | 4028177140684 | PCE |  |  |  | 85472000
9610000 | SV | SV Mini-PLS end cover, for busbar support, SV 9600000 | SV Mini-PLS end cover, for busbar support, SV 9600000 | EC000775 | 9610000 | Rittal |  |  |  | 0.066 | x |  |  | 0.085 | 2021-05-01 | 4.4 | 2 | piece(s) | 4028177140707 | PK |  |  |  | 85472000
9611000 | SV | Mini-PLS busbar connector | SV Mini-PLS busbar connector | EC000713 | 9611000 | Rittal |  |  |  | 0.198 | x |  |  | 0.039 | 2021-05-01 | 23.3 | 3 | piece(s) | 4028177140714 | PK |  |  |  | 85369010
9612000 | SV | SV Mini-PLS busbar connection adaptor, 250 A, 690 V, 3-pole | SV Mini-PLS busbar connection adaptor, 250 A, 690 V, 3-pole, round conductor connection 10-120 mm², clamping area WH: 17x15 mm | EC001531 | 9612000 | Rittal | 115 | 182 | 0 | 1.08 | x |  |  | 1.932 | 2021-05-01 | 29.7 | 1 | piece(s) | 4028177140721 | PCE | 0.3 | 0.3 | 370 | 85369010
9613000 | SV | SV Mini-PLS busbar connection adaptor, 63 A, 690 V, 3-pole | SV Mini-PLS busbar connection adaptor, 63 A, 690 V, 3-pole, round conductor connection 1,5-35 mm², clamping area WH: 10x8 mm | EC001531 | 9613000 | Rittal | 54 | 160 | 0 | 0.45 | x |  |  | 0.971 | 2021-05-01 | 16.3 | 1 | piece(s) | 4028177140738 | PCE | 0.081 | 0.081 | 370 | 85369010
9614000 | SV | SV Mini-PLS component adaptor, 25 A, 690 V, 3-pole, connection cable AWG 12 | SV Mini-PLS component adaptor, 25 A, 690 V, 3-pole, connection cable AWG 12, WH: 54x160 mm, support rail H: 7,5 mm | EC001531 | 9614000 | Rittal | 54 | 160 | 0 | 0.32 | x |  |  | 0.998 | 2021-05-01 | 10.6 | 1 | piece(s) | 4028177140745 | PCE | 0.041 | 0.041 | 370 | 85369095
9614100 | SV | SV Mini-PLS component adaptor, 25 A, 690 V, 3-pole, connection cable AWG 12 | SV Mini-PLS component adaptor, 25 A, 690 V, 3-pole, connection cable AWG 12, WH: 45x160 mm, support rail H: 7,5 mm | EC001531 | 9614100 | Rittal | 45 | 160 | 0 | 0.3 | x |  |  | 0.867 | 2021-05-01 | 10.31 | 1 | piece(s) | 4028177192546 | PCE | 0.041 | 0.041 | 370 | 85369095
9614110 | SV | SV Mini-PLS component adaptor, 12 A, 690 V, 3-pole, connection cable AWG 14 | SV Mini-PLS component adaptor, 12 A, 690 V, 3-pole, connection cable AWG 14, WH: 45x160 mm, support rail H: 7,5 mm | EC001531 | 9614110 | Rittal | 45 | 160 | 0 | 0.28 | x |  |  | 0.859 | 2021-05-01 | 10.6 | 1 | piece(s) | 4028177240193 | PCE | 0.038 | 0.038 | 370 | 85369095
9615000 | SV | SV Mini-PLS component adaptor, 25 A, 690 V, 3-pole, connection cable AWG 12 | SV Mini-PLS component adaptor, 25 A, 690 V, 3-pole, connection cable AWG 12, WH: 54x160 mm, support rail H: 15 mm | EC001531 | 9615000 | Rittal | 54 | 160 | 0 | 0.36 | x |  |  | 0.996 | 2021-05-01 | 11.3 | 1 | piece(s) | 4028177140769 | PCE | 0.041 | 0.041 | 370 | 85369095
9615100 | SV | SV Mini-PLS component adaptor, 25 A, 690 V, 3-pole, connection cable AWG 12 | SV Mini-PLS component adaptor, 25 A, 690 V, 3-pole, connection cable AWG 12, WH: 45x160 mm, support rail H: 15 mm | EC001531 | 9615100 | Rittal | 45 | 160 | 0 | 0.34 | x |  |  | 0.816 | 2021-05-01 | 11.1 | 1 | piece(s) | 4028177192553 | PCE | 0.041 | 0.041 | 370 | 85369095
9616000 | SV | SV Mini-PLS component adaptor, 40 A, 690 V, 3-pole, connection cable AWG 10 | SV Mini-PLS component adaptor, 40 A, 690 V, 3-pole, connection cable AWG 10, WH: 54x160 mm, support rail H: 7,5 mm | EC001531 | 9616000 | Rittal | 54 | 160 | 0 | 0.32 | x |  |  | 0.933 | 2021-05-01 | 11 | 1 | piece(s) | 4028177140783 | PCE | 0.046 | 0.046 | 370 | 85369095
9617000 | SV | SV Mini-PLS component adaptor, 40 A, 690 V, 3-pole, connection cable AWG 10 | SV Mini-PLS component adaptor, 40 A, 690 V, 3-pole, connection cable AWG 10, WH: 54x160 mm, support rail H: 15 mm | EC001531 | 9617000 | Rittal | 54 | 160 | 0 | 0.38 | x |  |  | 0.988 | 2021-05-01 | 12 | 1 | piece(s) | 4028177140806 | PCE | 0.046 | 0.046 | 370 | 85369095
9623000 | SV | SV Mini-PLS insert strip, for Mini-PLS component adaptor, W: 9 mm | SV Mini-PLS insert strip, for Mini-PLS component adaptor, W: 9 mm | EC002498 | 9623000 | Rittal | 9 |  |  | 0.068 | x |  |  | 0.136 | 2021-05-01 | 2.98 | 2 | piece(s) | 4028177140929 | PK |  |  |  | 39269097
9624000 | SV | SV Mini-PLS special busbar E-Cu, L: 1500 mm, 120 mm² bar cross-section | SV Mini-PLS special busbar E-Cu, L: 1500 mm, 120 mm² bar cross-section | EC001522 | 9624000 | Rittal |  |  |  | 5.559 | x |  |  | 0.971 | 2021-05-01 | 106.1 | 3 | piece(s) | 4028177140936 | PK | 1.61 | 4.83 | 370 | 74071000
9625000 | SV | SV Mini-PLS component adaptor, 25 A, 690 V, 3-pole, connection cable AWG 12 | SV Mini-PLS component adaptor, 25 A, 690 V, 3-pole, connection cable AWG 12, WH: 72x160 mm, support rail H: 7,5 mm | EC001531 | 9625000 | Rittal | 72 | 160 | 0 | 0.45 | x |  |  | 1.301 | 2021-05-01 | 11.8 | 1 | piece(s) | 4028177140950 | PCE | 0.041 | 0.041 | 370 | 85369095
9627000 | SV | SV Mini-PLS component adaptor, 40 A, 690 V, 3-pole, connection cable AWG 10 | SV Mini-PLS component adaptor, 40 A, 690 V, 3-pole, connection cable AWG 10, WH: 72x160 mm, support rail H: 7,5 mm | EC001531 | 9627000 | Rittal | 72 | 160 | 0 | 0.45 | x |  |  | 1.243 | 2021-05-01 | 12.1 | 1 | piece(s) | 4028177140998 | PCE | 0.046 | 0.046 | 370 | 85369095
9629000 | SV | SV Mini-PLS component adaptor, 100 A, 690 V, 3-pole, connection cable 35 mm² | SV Mini-PLS component adaptor, 100 A, 690 V, 3-pole, connection cable 35 mm², WH: 90x160 mm | EC001531 | 9629000 | Rittal | 90 | 160 | 0 | 0.794 | x |  |  | 2.25 | 2021-05-01 | 22.5 | 1 | piece(s) | 4028177149861 | PCE | 0.23 | 0.23 | 370 | 85369095
9629010 | SV | SV Mini-PLS component adaptor, 25 A, 690 V, 3-pole, connection cable AWG 12 | SV Mini-PLS component adaptor, 25 A, 690 V, 3-pole, connection cable AWG 12, WH: 90x160 mm, support rail H: 7,5 mm | EC001531 | 9629010 | Rittal | 90 | 160 | 0 | 0.52 | x |  |  | 1.53 | 2021-05-01 | 18.6 | 1 | piece(s) | 4028177240209 | PCE | 0.041 | 0.041 | 370 | 85369095
9629100 | SV | SV Mini-PLS busbar adaptor, connection cable 35 mm² | SV Mini-PLS busbar adaptor, connection cable 35 mm², for NH fuse-switch disconnector size 000, SV 3431000 | EC001531 | 9629100 | Rittal | 90 | 160 | 0 | 0.561 | x |  |  | 2.243 | 2021-05-01 | 16.8 | 1 | piece(s) | 4028177149885 | PCE | 0.23 | 0.23 | 370 | 85369095
9630000 | SV | SV Mini-PLS bus-mounting fuse base, D02-E18, 63 A, 400 V, 3-pole | SV Mini-PLS bus-mounting fuse base, D02-E18, 63 A, 400 V, 3-pole, round conductor connection 1,5-16 mm², adaptor sleeve, including cover plate | EC001644 | 9630000 | Rittal | 38 | 160 | 0 | 0.35 | x |  |  | 0.627 | 2021-05-01 | 14.1 | 1 | piece(s) | 4028177149908 | PCE | 0.11 | 0.11 | 370 | 85369095
9630005 | SV | SV Mini-PLS bus-mounting fuse base, D02-E18, 63 A, 400 V, 3-pole | SV Mini-PLS bus-mounting fuse base, D02-E18, 63 A, 400 V, 3-pole, round conductor connection 1,5-16 mm², tension spring clamp, WH: 39,5x189 mm | EC001644 | 9630005 | Rittal | 39.5 | 189 | 0 | 0.374 | x |  |  | 0.72 | 2021-05-01 | 28.5 | 1 | piece(s) | 4028177809024 | PCE |  |  |  | 85369095
9635000 | SV | SV Board, 125 A, 690 V (AC). 600 V (DC), 3-pole, WHD: 225x160x45,1 mm | SV Board, 125 A, 690 V (AC). 600 V (DC), 3-pole, WHD: 225x160x45,1 mm | EC001522 | 9635000 | Rittal | 225 | 160 | 45.1 | 0.808 | x |  |  | 1.944 | 2021-05-01 | 22.9 | 1 | piece(s) | 4028177817418 | PCE | 0.302 | 0.302 | 370 | 85469010
9635010 | SV | SV Board, 125 A, 690 V (AC). 600 V (DC), 3-pole, WHD: 405x160x45,1 mm | SV Board, 125 A, 690 V (AC). 600 V (DC), 3-pole, WHD: 405x160x45,1 mm | EC001522 | 9635010 | Rittal | 405 | 160 | 45.1 | 1.377 | x |  |  | 3.474 | 2021-05-01 | 32.7 | 1 | piece(s) | 4028177817401 | PCE | 0.551 | 0.551 | 370 | 85469010
9635100 | SV | Circuit-breaker component adaptor 160 A,3-pole, W x H 90x160 mm (RiLine Compact) | SV CB component adaptor160 A, 690 V (AC), 600 V (DC), 3-pole WH: 90 x 160 mm, mounting distance 25 mm | EC001531 | 9635100 | Rittal | 90 | 160 | 45 | 0.582 | x |  |  | 1.715 | 2021-05-01 | 60.5 | 1 | piece(s) | 4028177951877 | PCE |  |  |  | 85369095
9635110 | SV | Circuit-breaker component adaptor 160 A,3-pole, W x H 90x160 mm (RiLine Compact) | SV CB component adaptor 160 A, 690 V (AC), 600 V (DC), 3-pole WH: 90 x 160 mm, mounting distance 30 mm | EC001531 | 9635110 | Rittal | 90 | 160 | 45 | 0.588 | x |  |  | 1.667 | 2021-05-01 | 58.8 | 1 | piece(s) | 4028177951846 | PCE |  |  |  | 85369095
9635200 | SV | SV Connection adaptor, 80 A, 690 V (AC), 600 V (DC), 3-pole | SV Connection adaptor, 80 A, 690 V (AC), 600 V (DC), 3-pole, cable outet top/bottom, round conductor connection 1,5-16 mm² | EC001531 | 9635200 | Rittal | 22.5 | 160 | 115.5 | 0.788 | x |  |  | 0 | 2021-05-01 | 32.5 | 4 | piece(s) | 4028177817395 | PK | 0.023 | 0.092 | 370 | 85369010
9635210 | SV | SV Connection adaptor, 125 A, 690 V (AC), 600 V (DC), 3-pole | SV Connection adaptor, 125 A, 690 V (AC), 600 V (DC), 3-pole, cable outlet top/bottom, round conductor connection 6-50 mm² | EC001531 | 9635210 | Rittal | 45 | 160 | 92.5 | 1.08 | x |  |  | 0.684 | 2021-05-01 | 52.7 | 4 | piece(s) | 4028177934603 | PK | 0.04 | 0.16 | 370 | 85369095
9635300 | SV | SV Component adaptor, 16 A, 690 V (AC), 600 V (DC), 3-pole | SV Component adaptor, 16 A, 690 V (AC), 600 V (DC), 3-pole, for fuse 10x38 mm/Class CC, connection cable AWG 14 (L: 125 mm), WH: 22,5x160 mm | EC001531 | 9635300 | Rittal | 22.5 | 160 | 80 | 0.134 | x |  |  | 0.702 | 2021-05-01 | 19.4 | 1 | piece(s) | 4028177817388 | PCE | 0.02 | 0.02 | 370 | 85369095
9635310 | SV | SV Component adaptor (Basic), 16 A, 690 V (AC), 600 V (DC), 3-pole | SV Component adaptor (Basic), 16 A, 690 V (AC), 600 V (DC), 3-pole, connection cable AWG 14 (L: 120 mm), WH: 45x160 mm | EC001531 | 9635310 | Rittal | 45 | 160 | 34.5 | 0.428 | x |  |  | 0 | 2021-05-01 | 25.2 | 4 | piece(s) | 4028177817371 | PK | 0.024 | 0.096 | 370 | 85369095
9635320 | SV | SV Component adaptor (Basic), 32 A, 690 V (AC), 600 V (DC), 3-pole | SV Component adaptor (Basic), 32 A, 690 V (AC), 600 V (DC), 3-pole, connection cable AWG 10 (L: 100 mm), WH: 45x160 mm | EC001531 | 9635320 | Rittal | 45 | 160 | 34.5 | 0.512 | x |  |  | 0 | 2021-05-01 | 27.7 | 4 | piece(s) | 4028177817364 | PK | 0.044 | 0.176 | 370 | 85369095
9635330 | SV | SV Component adaptor (Comfort), 16 A, 690 V (AC), 600 V (DC), 3-pole, | SV Component adaptor (Comfort), 16 A, 690 V (AC), 600 V (DC), 3-pole, connection cable AWG 14 (L: 120 mm), WH: 45x160 mm | EC001531 | 9635330 | Rittal | 45 | 160 | 34.5 | 0.496 | x |  |  | 0 | 2021-05-01 | 28.3 | 4 | piece(s) | 4028177817357 | PK | 0.026 | 0.104 | 370 | 85369095
9635340 | SV | SV Component adaptor (Comfort), 25 A, 690 V (AC), 600 V (DC), 3-pole | SV Component adaptor (Comfort), 25 A, 690 V (AC), 600 V (DC), 3-pole, connection cable AWG 12 (L: 100 mm), WH: 45x160 mm | EC001531 | 9635340 | Rittal | 45 | 160 | 34.5 | 0.516 | x |  |  | 0.344 | 2021-05-01 | 29.2 | 4 | piece(s) | 4028177817340 | PK | 0.03 | 0.12 | 370 | 85369095
9635350 | SV | SV Component adaptor (Comfort), 32 A, 690 V (AC), 600 V (DC), 3-pole | SV Component adaptor (Comfort), 32 A, 690 V (AC), 600 V (DC), 3-pole, connection cable AWG 10 (L: 100 mm), WH: 45x160 mm | EC001531 | 9635350 | Rittal | 45 | 160 | 34.5 | 0.58 | x |  |  | 0.563 | 2021-05-01 | 32.1 | 4 | piece(s) | 4028177817333 | PK | 0.055 | 0.22 | 370 | 85369095
9635360 | SV | SV Component adaptor (Comfort), 45 A, 690 V (AC), 600 V (DC), 3-pole | SV Component adaptor (Comfort), 45 A, 690 V (AC), 600 V (DC), 3-pole, connection cable AWG 8 (L: 100 mm), WH: 45x160 mm | EC001531 | 9635360 | Rittal | 45 | 160 | 34.5 | 0.684 | x |  |  | 0 | 2021-05-01 | 34.4 | 4 | piece(s) | 4028177817326 | PK | 0.062 | 0.248 | 370 | 85369095
9635371 | SV | Component adaptors 1-pole, Design: L1, Rated current: 16 A, AWG 14 | SV component adaptor 16 A, 690 V (AC), 1-pole (variant L1), connection cable AWG 14, WH: 18 x 160 mm | EC001531 | 9635371 | Rittal | 18 | 160 | 35 | 0.354 | x |  |  | 0.222 | 2021-05-01 | 30.7 | 6 | piece(s) | 4028177934597 | PK | 0.006 | 0.036 | 370 | 85369095
9635372 | SV | Component adaptors 1-pole, Design: L2, Rated current: 16 A, AWG 14 | SV component adaptor 16 A, 690 V (AC), 1-pole (variant L2), connection cable AWG 14, WH: 18 x 160 mm | EC001531 | 9635372 | Rittal | 18 | 160 | 35 | 0.372 | x |  |  | 0.222 | 2021-05-01 | 30.7 | 6 | piece(s) | 4028177934580 | PK | 0.008 | 0.048 | 370 | 85369095
9635373 | SV | Component Adapters 1-pole, Version: L3, Rated current: 16 A, AWG 14 | SV component adaptor 16 A, 690 V (AC), 1-pole (variant L3), connection cable AWG 14, WH: 18 x 160 mm | EC001531 | 9635373 | Rittal | 18 | 160 | 35 | 0.378 | x |  |  | 0.222 | 2021-05-01 | 30.7 | 6 | piece(s) | 4028177934566 | PK | 0.009 | 0.054 | 370 | 85369095
9635381 | SV | Component Adapters 1-pole, Version: L1, Rated current: 63 A, AWG 8 | SV component adaptor 63 A, 690 V (AC), 1-pole (variant L1), connection cable AWG 8, WH: 18 x 160 mm | EC001531 | 9635381 | Rittal | 18 | 160 | 35 | 0.36 | x |  |  | 0.222 | 2021-05-01 | 32.2 | 6 | piece(s) | 4028177934535 | PK | 0.015 | 0.09 | 370 | 85369095
9635382 | SV | Component Adapters 1-pole, Version: L2, Rated current: 63 A, AWG 8 | SV component adaptor 63 A, 690 V (AC), 1-pole (variant L2), connection cable AWG 8, WH: 18 x 160 mm | EC001531 | 9635382 | Rittal | 18 | 160 | 35 | 0.396 | x |  |  | 0.222 | 2021-05-01 | 32.2 | 6 | piece(s) | 4028177934559 | PK | 0.021 | 0.126 | 370 | 85369095
9635383 | SV | Component Adapters 1-pole, Version: L3, Rated current: 63 A, AWG 8 | SV component adaptor 63 A, 690 V (AC), 1-pole (variant L3), connection cable AWG 8, WH: 18 x 160 mm | EC001531 | 9635383 | Rittal | 18 | 160 | 35 | 0.438 | x |  |  | 0.222 | 2021-05-01 | 32.2 | 6 | piece(s) | 4028177934573 | PK | 0.026 | 0.156 | 370 | 85369095
9635390 | SV | Component support without contact system, W x H: 18 x 160 mm, Polyamide | TS component support, WH: 18 x 160 mm, without contact system | EC001900 | 9635390 | Rittal | 18 | 160 | 34.5 | 0.312 | x |  |  | 0.137 | 2021-05-01 | 22.7 | 6 | piece(s) | 4028177934542 | PK |  |  |  | 85369095
9635400 | SV | SV Motor controller, 0,6 A, 500 V, 50/60 Hz, 3-pole | SV Motor controller, 0,6 A, 500 V, 50/60 Hz, 3-pole, round conductor connection 0,14-2,5 mm², WH: 22,5x160 mm | EC002572 | 9635400 | Rittal | 22.5 | 160 | 114 | 0.389 | x |  |  | 0.81 | 2021-05-01 | 105.8 | 1 | piece(s) | 4028177817319 | PCE |  |  |  | 90328900
9635410 | SV | SV Motor controller, 2,4 A, 500 V, 50/60 Hz, 3-pole | SV Motor controller, 2,4 A, 500 V, 50/60 Hz, 3-pole, round conductor connection 0,14-2,5 mm², WH: 22,5x160 mm | EC002572 | 9635410 | Rittal | 22.5 | 160 | 114 | 0.387 | x |  |  | 0.81 | 2021-05-01 | 105.8 | 1 | piece(s) | 4028177817302 | PCE |  |  |  | 90328900
9635415 | SV | Motor controller 3 A, 500 V, 50/60 Hz, SIL (RiLine Compact) | SV motor controller 3 A, 500 V, 50/60 Hz, 3-pole, round conductor connection 0.14 – 2.5 mm², WH: 22.5 x 160 mm | EC002572 | 9635415 | Rittal | 22.5 | 160 | 114 | 0 | x |  |  | 0 | 2021-05-01 | - € | 1 | piece(s) | 4028177951860 | PCE |  |  |  | 90328900
9635420 | SV | SV Motor controller, 9 A, 500 V, 50/60 Hz, 3-pole | SV Motor controller, 9 A, 500 V, 50/60 Hz, 3-pole, round conductor connection 0,14-2,5 mm², WH: 22,5x160 mm | EC002572 | 9635420 | Rittal | 22.5 | 160 | 114 | 0.392 | x |  |  | 0.798 | 2021-05-01 | 105.8 | 1 | piece(s) | 4028177817296 | PCE |  |  |  | 90328900
9635425 | SV | Motor controller 9 A, 500 V, 50/60 Hz, SIL (RiLine Compact) | SV motor controller 9 A, 500 V, 50/60 Hz, 3-pole, round conductor connection 0.14 – 2.5 mm², WH: 22.5 x 160 mm | EC002572 | 9635425 | Rittal | 22.5 | 160 | 114 | 0 | x |  |  | 0 | 2021-05-01 | - € | 1 | piece(s) | 4028177951839 | PCE |  |  |  | 90328900
9635600 | SV | SV Support rail, for component adaptor (Comfort), W: 45 mm | SV Support rail, for component adaptor (Comfort), W: 45 mm | EC001285 | 9635600 | Rittal | 45 | 56 | 0 | 0.14 | x |  |  | 0 | 2021-05-01 | 8.12 | 10 | piece(s) | 4028177817241 | PK |  |  |  | 73269098
9635610 | SV | SV Positioner, for component adaptor (Comfort), WH: 45x55 mm | SV Positioner, for component adaptor (Comfort), WH: 45x55 mm | EC001900 | 9635610 | Rittal | 45 | 65 | 0 | 0.18 | x |  |  | 0 | 2021-05-01 | 15.5 | 10 | piece(s) | 4028177817265 | PK |  |  |  | 73269098
9635620 | SV | SV Positioner, for component adaptor (Comfort), WH: 45x35 mm | SV Positioner, for component adaptor (Comfort), WH: 45x35 mm | EC001900 | 9635620 | Rittal | 45 | 47.5 | 0 | 0.09 | x |  |  | 0 | 2021-05-01 | 18.4 | 10 | piece(s) | 4028177817258 | PK |  |  |  | 73269098
9635630 | SV | SV Extension module, for component adaptor (comfort), WH: 45x40 mm | SV Extension module, for component adaptor (comfort), WH: 45x40 mm | EC001900 | 9635630 | Rittal | 45 | 40 | 0 | 0.184 | x |  |  | 0 | 2021-05-01 | 14.6 | 8 | piece(s) | 4028177919846 | PK |  |  |  | 39211900
9635640 | SV | SV Expansion set, for component adaptor (comfort), WH: 45x40 mm | SV Expansion set, for component adaptor (comfort), WH: 45x40 mm | EC001900 | 9635640 | Rittal | 90 | 80 | 0 | 0.288 | x |  |  | 0 | 2021-05-01 | 21.4 | 4 | piece(s) | 4028177919839 | PK |  |  |  | 39211900
9635700 | SV | NH fuse-switch-disconnector, size 00, 690 V (RiLine Compact) | LV HRC fused interrupter, size 000, 690 V (RiLine Compact) | EC001040 | 9635700 | Rittal | 49.5 | 174.5 | 96 | 0.576 | x |  |  | 3.773 | 2021-05-01 | 27.5 | 1 | piece(s) | 4028177937604 | PCE | 0.145 | 0.145 | 370 | 85369095
9635800 | SV | Power pack 5 A, 400/500 V, 50/60 Hz, W x H 36 x 160 mm (RiLine Compact) | SV power pack, output current 5 A, 400/500 V, 50/60 Hz, output voltage 24 V (DC), WH: 36 x 160 mm | EC001103 | 9635800 | Rittal | 36 | 160 | 159 | 0.7 | x |  |  | 0 | 2021-05-01 | 103.7 | 1 | piece(s) | 4028177951853 | PCE |  |  |  | 85043121
9640202 | SV | SV Maxi-PLS busbar E-Cu, L: 451 mm, 45x45 mm, bar cross-section: 1354 mm² | SV Maxi-PLS busbar E-Cu, L: 451 mm, 45x45 mm, bar cross-section: 1354 mm² | EC001522 | 9640202 | Rittal |  |  |  | 5.461 | x |  |  | 1.125 | 2021-05-01 | 82.3 | 1 | piece(s) | 4028177940154 | PCE | 5.461 | 5.461 | 370 | 74071000
9640207 | SV | SV Maxi-PLS busbar E-Cu, L: 451 mm, 45x45 mm, bar cross-section: 974 mm² | SV Maxi-PLS busbar E-Cu, L: 451 mm, 45x45 mm, bar cross-section: 974 mm² | EC001522 | 9640207 | Rittal |  |  |  | 4.04 | x |  |  | 1.138 | 2021-05-01 | 56.6 | 1 | piece(s) | 4028177940239 | PCE | 3.984 | 3.984 | 370 | 74071000
9640232 | SV | SV Maxi-PLS busbar E-Cu, L: 651 mm, 45x45 mm, bar cross-section: 1354 mm² | SV Maxi-PLS busbar E-Cu, L: 651 mm, 45x45 mm, bar cross-section: 1354 mm² | EC001522 | 9640232 | Rittal |  |  |  | 7.882 | x |  |  | 1.625 | 2021-05-01 | 111.8 | 1 | piece(s) | 4028177940178 | PCE | 7.882 | 7.882 | 370 | 74071000
9640237 | SV | SV Maxi-PLS busbar E-Cu, L: 651 mm, 45x45 mm, bar cross-section: 974 mm² | SV Maxi-PLS busbar E-Cu, L: 651 mm, 45x45 mm, bar cross-section: 974 mm² | EC001522 | 9640237 | Rittal |  |  |  | 5.98 | x |  |  | 1.638 | 2021-05-01 | 76.5 | 1 | piece(s) | 4028177940185 | PCE | 5.751 | 5.751 | 370 | 74071000
9640262 | SV | SV Maxi-PLS busbar E-Cu, L: 851 mm, 45x45 mm, bar cross-section: 1354 mm² | SV Maxi-PLS busbar E-Cu, L: 851 mm, 45x45 mm, bar cross-section: 1354 mm² | EC001522 | 9640262 | Rittal |  |  |  | 10.304 | x |  |  | 2.125 | 2021-05-01 | 142.8 | 1 | piece(s) | 4028177940260 | PCE | 10.304 | 10.304 | 370 | 74071000
9640267 | SV | SV Maxi-PLS busbar E-Cu, L: 851 mm, 45x45 mm, bar cross-section: 974 mm² | SV Maxi-PLS busbar E-Cu, L: 851 mm, 45x45 mm, bar cross-section: 974 mm² | EC001522 | 9640267 | Rittal |  |  |  | 7.518 | x |  |  | 0 | 2021-05-01 | 97.5 | 1 | piece(s) | 4028177940246 | PCE | 7.518 | 7.518 | 370 | 74071000
9640292 | SV | SV Maxi-PLS busbar E-Cu, L: 1051 mm, 45x45 mm, bar cross-section: 1354 mm² | SV Maxi-PLS busbar E-Cu, L: 1051 mm, 45x45 mm, bar cross-section: 1354 mm² | EC001522 | 9640292 | Rittal |  |  |  | 12.725 | x |  |  | 2.625 | 2021-05-01 | 175.3 | 1 | piece(s) | 4028177940161 | PCE | 12.725 | 12.725 | 370 | 74071000
9640297 | SV | SV Maxi-PLS busbar E-Cu, L: 1051 mm, 45x45 mm, bar cross-section: 974 mm² | SV Maxi-PLS busbar E-Cu, L: 1051 mm, 45x45 mm, bar cross-section: 974 mm² | EC001522 | 9640297 | Rittal |  |  |  | 9.284 | x |  |  | 3.176 | 2021-05-01 | 118.4 | 1 | piece(s) | 4028177940208 | PCE | 9.284 | 9.284 | 370 | 74071000
9640325 | SV | SV Connection clamp, round conductor connection 95-300 mm², (Maxi-PLS 1600/2000) | SV Connection clamp, round conductor connection 95-300 mm², (Maxi-PLS 1600/2000) | EC000001 | 9640325 | Rittal |  |  |  | 0.4 | x |  |  | 0.231 | 2021-05-01 | 22.7 | 1 | piece(s) | 4028177562028 | PCE |  |  |  | 85369010
9640330 | SV | SV Connection plate, clamping area WH: 32x20 mm, (Maxi-PLS 1600/2000) | SV Connection plate, clamping area WH: 32x20 mm, (Maxi-PLS 1600/2000) | EC002498 | 9640330 | Rittal |  |  |  | 1.071 | x |  |  | 0.153 | 2021-05-01 | 31.6 | 3 | piece(s) | 4028177238671 | PK | 0.13 | 0.39 | 370 | 85369010
9640340 | SV | SV Connection plate, clamping area WH: 63x20 mm, (Maxi-PLS 1600/2000) | SV Connection plate, clamping area WH: 63x20 mm, (Maxi-PLS 1600/2000) | EC002498 | 9640340 | Rittal |  |  |  | 1.467 | x |  |  | 0.17 | 2021-05-01 | 36.5 | 3 | piece(s) | 4028177238688 | PK | 0.19 | 0.57 | 370 | 85369010
9640350 | SV | SV Connection plate, clamping area WH: 100x20 mm, (Maxi-PLS 1600/2000) | SV Connection plate, clamping area WH: 100x20 mm, (Maxi-PLS 1600/2000) | EC002498 | 9640350 | Rittal |  |  |  | 1.959 | x |  |  | 0.261 | 2021-05-01 | 42.1 | 3 | piece(s) | 4028177238695 | PK | 0.27 | 0.81 | 370 | 85369010
9640360 | SV | SV Maxi-PLS busbar E-Cu, L: 2400 mm, 45x45 mm, bar cross-section: 1354 mm² | SV Maxi-PLS busbar E-Cu, L: 2400 mm, 45x45 mm, bar cross-section: 1354 mm² | EC001522 | 9640360 | Rittal |  |  |  | 110.61 | x |  |  | 7.424 | 2021-05-01 | 1196 | 3 | piece(s) | 4028177299634 | PK | 28.93 | 86.79 | 370 | 74071000
9640365 | SV | SV Maxi-PLS busbar E-Cu, L: 2400 mm, Maxi-PLS 1600 | SV Maxi-PLS busbar E-Cu, L: 2400 mm, Maxi-PLS 1600 | EC001522 | 9640365 | Rittal |  |  |  | 78.63 | x |  |  | 40.194 | 2021-05-01 | 777 | 3 | piece(s) | 4028177494916 | PK | 21.21 | 63.63 | 370 | 74071000
9640370 | SV | SV Terminal stud, M12, L: 30 mm, (Maxi-PLS 1600/2000) | SV Terminal stud, M12, L: 30 mm, (Maxi-PLS 1600/2000) | EC002498 | 9640370 | Rittal |  |  |  | 0.207 | x |  |  | 0.051 | 2021-05-01 | 16.3 | 3 | piece(s) | 4028177238701 | PK |  |  |  | 74199990
9640380 | SV | SV Terminal stud, M16, L: 30 mm, (Maxi-PLS 1600/2000) | SV Terminal stud, M16, L: 30 mm, (Maxi-PLS 1600/2000) | EC002498 | 9640380 | Rittal |  |  |  | 0.312 | x |  |  | 0.033 | 2021-05-01 | 19.7 | 3 | piece(s) | 4028177238718 | PK |  |  |  | 74199990
9640900 | SV | SV Sliding nut, M6, (Maxi-PLS 1600/2000) | SV Sliding nut, M6, (Maxi-PLS 1600/2000) | EC000096 | 9640900 | Rittal |  |  |  | 0.135 | x |  |  | 0.006 | 2021-05-01 | 68.1 | 15 | piece(s) | 4028177238787 | PK |  |  |  | 74199990
9640910 | SV | SV Sliding nut, M8, (Maxi-PLS 1600/2000) | SV Sliding nut, M8, (Maxi-PLS 1600/2000) | EC000096 | 9640910 | Rittal |  |  |  | 0.12 | x |  |  | 0.008 | 2021-05-01 | 72.2 | 15 | piece(s) | 4028177238794 | PK |  |  |  | 74199990
9640920 | SV | SV Sliding nut, M10, (Maxi-PLS 1600/2000) | SV Sliding nut, M10, (Maxi-PLS 1600/2000) | EC000096 | 9640920 | Rittal |  |  |  | 0.09 | x |  |  | 0.004 | 2021-05-01 | 79.9 | 15 | piece(s) | 4028177238800 | PK |  |  |  | 74199990
9640930 | SV | SV Threaded bolt, M6, L: 35 mm | SV Threaded bolt, M6, L: 35 mm | EC002349 | 9640930 | Rittal |  |  |  | 0.06 | x |  |  | 0.013 | 2021-05-01 | 7.59 | 6 | piece(s) | 4028177444386 | PK |  |  |  | 73182900
9640940 | SV | SV Threaded bolt, M8, L: 35 mm | SV Threaded bolt, M8, L: 35 mm | EC002349 | 9640940 | Rittal |  |  |  | 0.108 | x |  |  | 0 | 2021-05-01 | 7.12 | 6 | piece(s) | 4028177444379 | PK |  |  |  | 73182900
9640970 | SV | SV Sliding block, M8, L: 20 mm, for Maxi-PLS busbar, (Maxi-PLS 1600/2000) | SV Sliding block, M8, L: 20 mm, for Maxi-PLS busbar, (Maxi-PLS 1600/2000) | EC001900 | 9640970 | Rittal |  |  |  | 0.27 | x |  |  | 0.008 | 2021-05-01 | 59.3 | 15 | piece(s) | 4028177238817 | PK |  |  |  | 74199990
9640980 | SV | SV Sliding block, M10, L: 25 mm, for Maxi-PLS busbar, (Maxi-PLS 1600/2000) | SV Sliding block, M10, L: 25 mm, for Maxi-PLS busbar, (Maxi-PLS 1600/2000) | EC001900 | 9640980 | Rittal |  |  |  | 0.33 | x |  |  | 0.009 | 2021-05-01 | 62 | 15 | piece(s) | 4028177238824 | PK |  |  |  | 74199990
9649010 | SV | SV End support, Maxi-PLS 1600/2000 | SV End support, Maxi-PLS 1600/2000 | EC001166 | 9649010 | Rittal |  |  |  | 0.276 | x |  |  | 0.354 | 2021-05-01 | 6.75 | 2 | piece(s) | 4028177400863 | PK |  |  |  | 85469010
9649360 | SV | SV Maxi-PLS busbar E-Cu, L: 2400 mm, 45x45 mm, bar cross-section: 1354 mm² | SV Maxi-PLS busbar E-Cu, L: 2400 mm, 45x45 mm, bar cross-section: 1354 mm² | EC001522 | 9649360 | Rittal |  |  |  | 147.48 | x |  |  | 0 | 2021-05-01 | 1601 | 4 | piece(s) | 4028177401662 | PK | 28.93 | 115.72 | 370 | 74071000
9650202 | SV | SV Maxi-PLS busbar E-Cu, L: 451 mm, 60x60 mm, bar cross-section: 2323 mm² | SV Maxi-PLS busbar E-Cu, L: 451 mm, 60x60 mm, bar cross-section: 2323 mm² | EC001522 | 9650202 | Rittal |  |  |  | 9.364 | x |  |  | 2.52 | 2021-05-01 | 145.7 | 1 | piece(s) | 4028177940192 | PCE | 9.364 | 9.364 | 370 | 74071000
9650232 | SV | SV Maxi-PLS busbar E-Cu, L: 651 mm, 60x60 mm, bar cross-section: 2323 mm² | SV Maxi-PLS busbar E-Cu, L: 651 mm, 60x60 mm, bar cross-section: 2323 mm² | EC001522 | 9650232 | Rittal |  |  |  | 13.516 | x |  |  | 3.64 | 2021-05-01 | 204.2 | 1 | piece(s) | 4028177940253 | PCE | 13.516 | 13.516 | 370 | 74071000
9650262 | SV | SV Maxi-PLS busbar E-Cu, L: 851 mm, 60x60 mm, bar cross-section: 2323 mm² | SV Maxi-PLS busbar E-Cu, L: 851 mm, 60x60 mm, bar cross-section: 2323 mm² | EC001522 | 9650262 | Rittal |  |  |  | 17.669 | x |  |  | 4.76 | 2021-05-01 | 265 | 1 | piece(s) | 4028177940215 | PCE | 17.669 | 17.669 | 370 | 74071000
9650292 | SV | SV Maxi-PLS busbar E-Cu, L: 1051 mm, 60x60 mm, bar cross-section: 2323 mm² | SV Maxi-PLS busbar E-Cu, L: 1051 mm, 60x60 mm, bar cross-section: 2323 mm² | EC001522 | 9650292 | Rittal |  |  |  | 21.821 | x |  |  | 5.88 | 2021-05-01 | 320 | 1 | piece(s) | 4028177940222 | PCE | 21.821 | 21.821 | 370 | 74071000
9650325 | SV | SV Connection clamp, round conductor connection 95-300 mm², (Maxi-PLS 3200) | SV Connection clamp, round conductor connection 95-300 mm², (Maxi-PLS 3200) | EC000001 | 9650325 | Rittal |  |  |  | 0.42 | x |  |  | 0.175 | 2021-05-01 | 24.5 | 1 | piece(s) | 4028177580633 | PCE |  |  |  | 85369010
9650330 | SV | SV Connection plate, clamping area WH: 32x20 mm, (Maxi-PLS 3200) | SV Connection plate, clamping area WH: 32x20 mm, (Maxi-PLS 3200) | EC002498 | 9650330 | Rittal |  |  |  | 1.236 | x |  |  | 0.234 | 2021-05-01 | 39.4 | 3 | piece(s) | 4028177239517 | PK | 0.13 | 0.39 | 370 | 85369010
9650340 | SV | SV Connection plate, clamping area WH: 63x20 mm, (Maxi-PLS 3200) | SV Connection plate, clamping area WH: 63x20 mm, (Maxi-PLS 3200) | EC002498 | 9650340 | Rittal |  |  |  | 1.647 | x |  |  | 0.286 | 2021-05-01 | 42.2 | 3 | piece(s) | 4028177239524 | PK | 0.19 | 0.57 | 370 | 85369010
9650360 | SV | SV Maxi-PLS busbar E-Cu, L: 2400 mm, 60x60 mm, bar cross-section: 2323 mm² | SV Maxi-PLS busbar E-Cu, L: 2400 mm, 60x60 mm, bar cross-section: 2323 mm² | EC001522 | 9650360 | Rittal |  |  |  | 183 | x |  |  | 8.568 | 2021-05-01 | 2189 | 3 | piece(s) | 4028177298576 | PK | 49.61 | 148.83 | 370 | 74071000
9650370 | SV | SV Terminal stud, M12, L: 32 mm, (Maxi-PLS 3200) | SV Terminal stud, M12, L: 32 mm, (Maxi-PLS 3200) | EC002498 | 9650370 | Rittal |  |  |  | 0.324 | x |  |  | 0.046 | 2021-05-01 | 18.2 | 3 | piece(s) | 4028177239548 | PK |  |  |  | 74199990
9650380 | SV | SV Terminal stud, M16, L: 32 mm, (Maxi-PLS 3200) | SV Terminal stud, M16, L: 32 mm, (Maxi-PLS 3200) | EC002498 | 9650380 | Rittal |  |  |  | 0.444 | x |  |  | 0.07 | 2021-05-01 | 21.7 | 3 | piece(s) | 4028177239555 | PK |  |  |  | 74199990
9650900 | SV | SV Sliding nut, M6, (Maxi-PLS 3200) | SV Sliding nut, M6, (Maxi-PLS 3200) | EC000096 | 9650900 | Rittal |  |  |  | 0.36 | x |  |  | 0.009 | 2021-05-01 | 73.1 | 15 | piece(s) | 4028177239685 | PK |  |  |  | 74199990
9650905 | SV | SV Sliding nut, M8, (Maxi-PLS 3200) | SV Sliding nut, M8, (Maxi-PLS 3200) | EC000096 | 9650905 | Rittal |  |  |  | 0.075 | x |  |  | 0.004 | 2021-05-01 | 15.4 | 3 | piece(s) | 4028177662810 | PK |  |  |  | 74199990
9650910 | SV | SV Sliding nut, M10, (Maxi-PLS 3200) | SV Sliding nut, M10, (Maxi-PLS 3200) | EC000096 | 9650910 | Rittal |  |  |  | 0.3 | x |  |  | 0.009 | 2021-05-01 | 82.1 | 15 | piece(s) | 4028177239692 | PK |  |  |  | 74199990
9650920 | SV | SV Sliding nut, M12, (Maxi-PLS 3200) | SV Sliding nut, M12, (Maxi-PLS 3200) | EC000096 | 9650920 | Rittal |  |  |  | 0.255 | x |  |  | 0.008 | 2021-05-01 | 90.5 | 15 | piece(s) | 4028177239708 | PK |  |  |  | 74199990
9650980 | SV | SV Sliding block, M10, L: 25 mm, for Maxi-PLS busbar, (Maxi-PLS 3200) | SV Sliding block, M10, L: 25 mm, for Maxi-PLS busbar, (Maxi-PLS 3200) | EC001900 | 9650980 | Rittal |  |  |  | 0.63 | x |  |  | 0.013 | 2021-05-01 | 65.5 | 15 | piece(s) | 4028177239722 | PK |  |  |  | 74199990
9650990 | SV | SV Sliding block, M12, L: 35 mm, for Maxi-PLS busbar, (Maxi-PLS 3200) | SV Sliding block, M12, L: 35 mm, for Maxi-PLS busbar, (Maxi-PLS 3200) | EC001900 | 9650990 | Rittal |  |  |  | 0.885 | x |  |  | 0.018 | 2021-05-01 | 73.8 | 15 | piece(s) | 4028177239739 | PK |  |  |  | 74199990
9659010 | SV | SV End support, Maxi-PLS 3200 | SV End support, Maxi-PLS 3200 | EC001166 | 9659010 | Rittal |  |  |  | 0.42 | x |  |  | 0.566 | 2021-05-01 | 9.44 | 2 | piece(s) | 4028177400870 | PK |  |  |  | 85469010
9659360 | SV | SV Maxi-PLS busbar E-Cu, L: 2400 mm, 60x60 mm, bar cross-section: 2323 mm² | SV Maxi-PLS busbar E-Cu, L: 2400 mm, 60x60 mm, bar cross-section: 2323 mm² | EC001522 | 9659360 | Rittal |  |  |  | 246.32 | x |  |  | 0 | 2021-05-01 | 2851 | 4 | piece(s) | 4028177401792 | PK | 49.61 | 198.44 | 370 | 74071000
9660090 | SV | SV Mounting bracket, tapped hole M6 | SV Mounting bracket, tapped hole M6 | EC001900 | 9660090 | Rittal |  |  |  | 0.96 | x |  |  | 0.011 | 2021-05-01 | 36.9 | 24 | piece(s) | 4028177448322 | PK |  |  |  | 83024900
9660205 | SV | SV Support set (stabiliser), for connection kit | SV Support set (stabiliser), for connection kit | EC001900 | 9660205 | Rittal |  |  |  | 4.66 | x |  |  | 12.953 | 2021-05-01 | 65.8 | 1 | piece(s) | 4028177709379 | PCE |  |  |  | 39269097
9660980 | SV | SV Compact infeed, for Maxi-PLS busbar, (Maxi-PLS 1600/2000) | SV Compact infeed, for Maxi-PLS busbar, (Maxi-PLS 1600/2000) | EC001900 | 9660980 | Rittal |  |  |  | 3.8 | x |  |  | 18.7 | 2021-05-01 | 59.6 | 1 | piece(s) | 4028177525726 | PCE |  |  |  | 85369001
9665750 | SV | SV Cable entry gland, 14xM25/32, insulating material | SV Cable entry gland, 14xM25/32, insulating material | EC000211 | 9665750 | Rittal | 250 | 0 | 160 | 0.26 | x |  |  | 1.2 | 2021-05-01 | 13.3 | 1 | piece(s) | 4028177382442 | PCE |  |  |  | 85369095
9665760 | SV | SV Cable entry gland, 2xM25/32/40, 1xM32/40/50,, 2xM40/50/63 | SV Cable entry gland, 2xM25/32/40, 1xM32/40/50, 2xM40/50/63, insulating material | EC000211 | 9665760 | Rittal | 250 | 0 | 160 | 0.26 | x |  |  | 1.4 | 2021-05-01 | 13.3 | 1 | piece(s) | 4028177382459 | PCE |  |  |  | 85369095
9665770 | SV | SV Cable entry gland, with sealing membranes, 32x Ø 7-16 mm, 4x Ø 10-20 mm, | SV Cable entry gland, with sealing membranes, 32x Ø 7-16 mm, 4x Ø 10-20 mm, 3x Ø 14-26 mm, insulating material | EC000211 | 9665770 | Rittal | 250 | 0 | 160 | 0.34 | x |  |  | 1.8 | 2021-05-01 | 20 | 1 | piece(s) | 4028177382466 | PCE |  |  |  | 85369095
9665780 | SV | SV Cable entry gland, with entry glands up to Ø 66 mm, insulating material | SV Cable entry gland, with entry glands up to Ø 66 mm, insulating material | EC000211 | 9665780 | Rittal | 250 | 0 | 160 | 0.44 | x |  |  | 2.548 | 2021-05-01 | 21.4 | 1 | piece(s) | 4028177382473 | PCE |  |  |  | 85369095
9665785 | SV | SV Cable entry gland, solid, sheet steel, spray-finished | SV Cable entry gland, solid, sheet steel, spray-finished | EC000211 | 9665785 | Rittal | 250 | 0 | 160 | 2.552 | x |  |  | 0.309 | 2021-05-01 | 16.3 | 4 | piece(s) | 4028177525719 | PK |  |  |  | 94039010
9666000 | SV | SV Contact hazard protection module (ISV), 1 WU (250 mm), 1 U (150 mm) | SV Contact hazard protection module (ISV), 1 WU (250 mm), 1 U (150 mm) | EC000775 | 9666000 | Rittal | 250 | 150 |  | 0.3 | x |  |  | 5.04 | 2021-05-01 | 11.7 | 1 | piece(s) | 4028177675926 | PCE |  |  |  | 85369095
9666010 | SV | SV Contact hazard protection module (ISV), 1 WU (250 mm), 2 U (300 mm) | SV Contact hazard protection module (ISV), 1 WU (250 mm), 2 U (300 mm) | EC000775 | 9666010 | Rittal | 250 | 300 |  | 0.52 | x |  |  | 7.452 | 2021-05-01 | 11.8 | 1 | piece(s) | 4028177675919 | PCE |  |  |  | 94039010
9666020 | SV | SV Contact hazard protection module (ISV), 1 WU (250 mm), 3 U (450 mm) | SV Contact hazard protection module (ISV), 1 WU (250 mm), 3 U (450 mm) | EC000775 | 9666020 | Rittal | 250 | 450 |  | 0.62 | x |  |  | 7.314 | 2021-05-01 | 19.7 | 1 | piece(s) | 4028177675933 | PCE |  |  |  | 94039010
9666030 | SV | SV Contact hazard protection module (ISV), 1 WU (250 mm), 4 U (600 mm) | SV Contact hazard protection module (ISV), 1 WU (250 mm), 4 U (600 mm) | EC000775 | 9666030 | Rittal | 250 | 600 |  | 0.82 | x |  |  | 9.699 | 2021-05-01 | 24.4 | 1 | piece(s) | 4028177675940 | PCE |  |  |  | 94039010
9666040 | SV | SV Contact hazard protection module (ISV), 2 WU (500 mm), 1 U (150 mm) | SV Contact hazard protection module (ISV), 2 WU (500 mm), 1 U (150 mm) | EC000775 | 9666040 | Rittal | 500 | 150 |  | 0.64 | x |  |  | 9.699 | 2021-05-01 | 18.3 | 1 | piece(s) | 4028177675957 | PCE |  |  |  | 94039010
9666050 | SV | SV Contact hazard protection module (ISV), 2 WU (250 mm), 2 U (300 mm) | SV Contact hazard protection module (ISV), 2 WU (250 mm), 2 U (300 mm) | EC000775 | 9666050 | Rittal | 500 | 300 |  | 1.02 | x |  |  | 15.566 | 2021-05-01 | 19.7 | 1 | piece(s) | 4028177675964 | PCE |  |  |  | 94039010
9666053 | SV | SV Contact hazard protection module (ISV), 3 WU (750 mm), 2 U (300 mm) | SV Contact hazard protection module (ISV), 3 WU (750 mm), 2 U (300 mm) | EC000775 | 9666053 | Rittal | 750 | 300 |  | 1.6 | x |  |  | 25.274 | 2021-05-01 | 27.2 | 1 | piece(s) | 4028177675971 | PCE |  |  |  | 94039010
9666060 | SV | SV Contact hazard protection module (ISV), 2 WU (500 mm), 3 U (450 mm) | SV Contact hazard protection module (ISV), 2 WU (500 mm), 3 U (450 mm) | EC000775 | 9666060 | Rittal | 500 | 450 |  | 1.26 | x |  |  | 15.566 | 2021-05-01 | 30.9 | 1 | piece(s) | 4028177675988 | PCE |  |  |  | 94039010
9666063 | SV | SV Contact hazard protection module (ISV), 3 WU (750 mm), 3 U (450 mm) | SV Contact hazard protection module (ISV), 3 WU (750 mm), 3 U (450 mm) | EC000775 | 9666063 | Rittal | 750 | 450 |  | 2.14 | x |  |  | 23.484 | 2021-05-01 | 43.3 | 1 | piece(s) | 4028177675995 | PCE |  |  |  | 94039010
9666070 | SV | SV Contact hazard protection module (ISV), 2 WU (500 mm), 4 U (600 mm) | SV Contact hazard protection module (ISV), 2 WU (500 mm), 4 U (600 mm) | EC000775 | 9666070 | Rittal | 500 | 600 |  | 1.94 | x |  |  | 20.42 | 2021-05-01 | 40.8 | 1 | piece(s) | 4028177676008 | PCE |  |  |  | 94039010
9666073 | SV | SV Contact hazard protection module (ISV), 3 WU (750 mm), 4 U (600 mm) | SV Contact hazard protection module (ISV), 3 WU (750 mm), 4 U (600 mm) | EC000775 | 9666073 | Rittal | 750 | 600 |  | 2.8 | x |  |  | 32.666 | 2021-05-01 | 58.3 | 1 | piece(s) | 4028177676015 | PCE |  |  |  | 94039010
9666080 | SV | SV Mounting plate module (ISV), 1 WU (250 mm), 1 U (150 mm) | SV Mounting plate module (ISV), 1 WU (250 mm), 1 U (150 mm), mounting plate WH: 188x116 mm | EC001893 | 9666080 | Rittal | 250 | 150 |  | 0.82 | 188 x 116 | 188 | 116 | 5.04 | 2021-05-01 | 22.9 | 1 | piece(s) | 4028177676022 | PCE |  |  |  | 94039010
9666090 | SV | SV Mounting plate module (ISV), 1 WU (250 mm), 2 U (300 mm) | SV Mounting plate module (ISV), 1 WU (250 mm), 2 U (300 mm), mounting plate WH: 188x226 mm | EC001893 | 9666090 | Rittal | 250 | 300 |  | 1.68 | 188 x 266 | 188 | 266 | 7.314 | 2021-05-01 | 28.1 | 1 | piece(s) | 4028177676039 | PCE |  |  |  | 94039010
9666100 | SV | SV Mounting plate module (ISV), 1 WU (250 mm), 3 U (450 mm) | SV Mounting plate module (ISV), 1 WU (250 mm), 3 U (450 mm), mounting plate WH: 188x416 mm | EC001893 | 9666100 | Rittal | 250 | 450 |  | 2.24 | 188 x 416 | 188 | 416 | 7.314 | 2021-05-01 | 38.1 | 1 | piece(s) | 4028177676046 | PCE |  |  |  | 94039010
9666110 | SV | SV Mounting plate module (ISV), 1 WU (250 mm), 4 U (600 mm) | SV Mounting plate module (ISV), 1 WU (250 mm), 4 U (600 mm), mounting plate WH: 188x566 mm | EC001893 | 9666110 | Rittal | 250 | 600 |  | 2.78 | 188 x 566 | 188 | 566 | 9.699 | 2021-05-01 | 44.1 | 1 | piece(s) | 4028177676053 | PCE |  |  |  | 85369001
9666120 | SV | SV Mounting plate module (ISV), 2 WU (500 mm), 1 U (150 mm) | SV Mounting plate module (ISV), 2 WU (500 mm), 1 U (150 mm), mounting plate WH: 438x116 mm | EC001893 | 9666120 | Rittal | 500 | 150 |  | 1.66 | 438 x 116 | 438 | 116 | 9.699 | 2021-05-01 | 34.4 | 1 | piece(s) | 4028177676060 | PCE |  |  |  | 94039010
9666130 | SV | SV Mounting plate module (ISV), 2 WU (500 mm), 2 U (300 mm) | SV Mounting plate module (ISV), 2 WU (500 mm), 2 U (300 mm), mounting plate WH: 438x226 mm | EC001893 | 9666130 | Rittal | 500 | 300 |  | 3.22 | 438 x 266 | 438 | 266 | 15.566 | 2021-05-01 | 44.1 | 1 | piece(s) | 4028177676077 | PCE |  |  |  | 94039010
9666133 | SV | SV Mounting plate module (ISV), 3 WU (750 mm), 2 U (300 mm) | SV Mounting plate module (ISV), 3 WU (750 mm), 2 U (300 mm), mounting plate WH: 688x266 mm | EC001893 | 9666133 | Rittal | 750 | 300 |  | 4.9 | 688 x 266 | 688 | 266 | 25.274 | 2021-05-01 | 62.8 | 1 | piece(s) | 4028177676084 | PCE |  |  |  | 94039010
9666140 | SV | SV Mounting plate module (ISV), 2 WU (500 mm), 3 U (450 mm) | SV Mounting plate module (ISV), 2 WU (500 mm), 3 U (450 mm), mounting plate WH: 438x416 mm | EC001893 | 9666140 | Rittal | 500 | 450 |  | 4.3 | 438 x 416 | 438 | 416 | 15.566 | 2021-05-01 | 62.3 | 1 | piece(s) | 4028177676091 | PCE |  |  |  | 94039010
9666143 | SV | SV Mounting plate module (ISV), 3 WU (750 mm), 3 U (450 mm) | SV Mounting plate module (ISV), 3 WU (750 mm), 3 U (450 mm), mounting plate WH: 688x416 mm | EC001893 | 9666143 | Rittal | 750 | 450 |  | 6.9 | 688 x 416 | 688 | 416 | 23.103 | 2021-05-01 | 83.8 | 1 | piece(s) | 4028177676107 | PCE |  |  |  | 94039010
9666150 | SV | SV Mounting plate module (ISV), 2 WU (500 mm), 4 U (600 mm) | SV Mounting plate module (ISV), 2 WU (500 mm), 4 U (600 mm), mounting plate WH: 538x566 mm | EC001893 | 9666150 | Rittal | 500 | 600 |  | 6.16 | 438 x 566 | 438 | 566 | 20.42 | 2021-05-01 | 71.6 | 1 | piece(s) | 4028177676114 | PCE |  |  |  | 94039010
9666160 | SV | SV Support rail module (ISV), 1 WU (250 mm), 1 U (150 mm), 1 support rail | SV Support rail module (ISV), 1 WU (250 mm), 1 U (150 mm), 1 support rail | EC000264 | 9666160 | Rittal | 250 | 150 |  | 0.56 | x |  |  | 5.04 | 2021-05-01 | 17.3 | 1 | piece(s) | 4028177676121 | PCE |  |  |  | 85369001
9666170 | SV | SV Support rail module (ISV), 1 WU (250 mm), 2 U (300 mm), 2 support rails | SV Support rail module (ISV), 1 WU (250 mm), 2 U (300 mm), 2 support rails | EC000264 | 9666170 | Rittal | 250 | 300 |  | 1.14 | x |  |  | 7.452 | 2021-05-01 | 23.1 | 1 | piece(s) | 4028177676138 | PCE |  |  |  | 85369001
9666180 | SV | SV Support rail module (ISV), 1 WU (250 mm), 3 U (450 mm), 3 support rails | SV Support rail module (ISV), 1 WU (250 mm), 3 U (450 mm), 3 support rails | EC000264 | 9666180 | Rittal | 250 | 450 |  | 1.58 | x |  |  | 7.452 | 2021-05-01 | 30.9 | 1 | piece(s) | 4028177676145 | PCE |  |  |  | 85369001
9666190 | SV | SV Support rail module (ISV), 1 WU (250 mm), 4 U (600 mm), 4 support rails | SV Support rail module (ISV), 1 WU (250 mm), 4 U (600 mm), 4 support rails | EC000264 | 9666190 | Rittal | 250 | 600 |  | 2.1 | x |  |  | 9.699 | 2021-05-01 | 42.3 | 1 | piece(s) | 4028177676152 | PCE |  |  |  | 85369001
9666200 | SV | SV Support rail module (ISV), 2 WU (500 mm), 1 U (150 mm), 1 support rail | SV Support rail module (ISV), 2 WU (500 mm), 1 U (150 mm), 1 support rail | EC000264 | 9666200 | Rittal | 500 | 150 |  | 1.14 | x |  |  | 9.699 | 2021-05-01 | 26.7 | 1 | piece(s) | 4028177676169 | PCE |  |  |  | 85369001
9666210 | SV | SV Support rail module (ISV), 2 WU (500 mm), 2 U (300 mm), 2 support rails | SV Support rail module (ISV), 2 WU (500 mm), 2 U (300 mm), 2 support rails | EC000264 | 9666210 | Rittal | 500 | 300 |  | 1.92 | x |  |  | 15.566 | 2021-05-01 | 35.9 | 1 | piece(s) | 4028177676176 | PCE |  |  |  | 85369001
9666213 | SV | SV Support rail module (ISV), 3 WU (750 mm), 2 U (300 mm), 2 support rails | SV Support rail module (ISV), 3 WU (750 mm), 2 U (300 mm), 2 support rails | EC000264 | 9666213 | Rittal | 750 | 300 |  | 2.8 | x |  |  | 23.556 | 2021-05-01 | 49.5 | 1 | piece(s) | 4028177676183 | PCE |  |  |  | 85369001
9666220 | SV | SV Support rail module (ISV), 2 WU (500 mm), 3 U (450 mm), 3 support rails | SV Support rail module (ISV), 2 WU (500 mm), 3 U (450 mm), 3 support rails | EC000264 | 9666220 | Rittal | 500 | 450 |  | 2.68 | x |  |  | 15.566 | 2021-05-01 | 50.1 | 1 | piece(s) | 4028177676190 | PCE |  |  |  | 85369001
9666223 | SV | SV Support rail module (ISV), 3 WU (750 mm), 3 U (450 mm), 3 support rails | SV Support rail module (ISV), 3 WU (750 mm), 3 U (450 mm), 3 support rails | EC000264 | 9666223 | Rittal | 750 | 450 |  | 4 | x |  |  | 25.028 | 2021-05-01 | 70.4 | 1 | piece(s) | 4028177676206 | PCE |  |  |  | 85369001
9666230 | SV | SV Support rail module (ISV), 2 WU (500 mm), 4 U (600 mm), 4 support rails | SV Support rail module (ISV), 2 WU (500 mm), 4 U (600 mm), 4 support rails | EC000264 | 9666230 | Rittal | 500 | 600 |  | 3.82 | x |  |  | 20.42 | 2021-05-01 | 70.4 | 1 | piece(s) | 4028177676213 | PCE |  |  |  | 85369001
9666240 | SV | SV DIN rail mounted device module (ISV), 1 WU (250 mm), 1 U (150 mm) | SV DIN rail mounted device module (ISV), 1 WU (250 mm), 1 U (150 mm), 1 x 12 divider units | EC000264 | 9666240 | Rittal | 250 | 150 |  | 0.44 | x |  |  | 5.04 | 2021-05-01 | 17.3 | 1 | piece(s) | 4028177676220 | PCE |  |  |  | 85369001
9666250 | SV | SV DIN rail mounted device module (ISV), 1 WU (250 mm), 2 U (300 mm) | SV DIN rail mounted device module (ISV), 1 WU (250 mm), 2 U (300 mm), 2 x 12 divider units | EC000264 | 9666250 | Rittal | 250 | 300 |  | 0.76 | x |  |  | 7.314 | 2021-05-01 | 21.7 | 1 | piece(s) | 4028177676237 | PCE |  |  |  | 85369001
9666260 | SV | SV DIN rail mounted device module (ISV), 1 WU (250 mm), 3 U (450 mm) | SV DIN rail mounted device module (ISV), 1 WU (250 mm), 3 U (450 mm), 3 x 12 divider units | EC000264 | 9666260 | Rittal | 250 | 450 |  | 1.06 | x |  |  | 7.314 | 2021-05-01 | 28.8 | 1 | piece(s) | 4028177676244 | PCE |  |  |  | 85369001
9666270 | SV | SV DIN rail mounted device module (ISV), 1 WU (250 mm), 4 U (600 mm) | SV DIN rail mounted device module (ISV), 1 WU (250 mm), 4 U (600 mm), 4 x 12 divider units | EC000264 | 9666270 | Rittal | 250 | 600 |  | 1.36 | x |  |  | 9.699 | 2021-05-01 | 38.1 | 1 | piece(s) | 4028177676251 | PCE |  |  |  | 85369001
9666280 | SV | SV DIN rail mounted device module (ISV), 2 WU (500 mm), 1 U (150 mm) | SV DIN rail mounted device module (ISV), 2 WU (500 mm), 1 U (150 mm), 2 x 12 divider units | EC000264 | 9666280 | Rittal | 500 | 150 |  | 0.94 | x |  |  | 9.699 | 2021-05-01 | 26.7 | 1 | piece(s) | 4028177676268 | PCE |  |  |  | 85369001
9666290 | SV | SV DIN rail mounted device module (ISV), 2 WU (500 mm), 2 U (300 mm) | SV DIN rail mounted device module (ISV), 2 WU (500 mm), 2 U (300 mm), 4 x 12 divider units | EC000264 | 9666290 | Rittal | 500 | 300 |  | 1.52 | x |  |  | 15.566 | 2021-05-01 | 33.5 | 1 | piece(s) | 4028177676275 | PCE |  |  |  | 85369001
9666293 | SV | SV DIN rail mounted device module (ISV), 3 WU (750 mm), 2 U (300 mm) | SV DIN rail mounted device module (ISV), 3 WU (750 mm), 2 U (300 mm), 6 x 12 divider units | EC000264 | 9666293 | Rittal | 750 | 300 |  | 2.46 | x |  |  | 25.441 | 2021-05-01 | 50.8 | 1 | piece(s) | 4028177676282 | PCE |  |  |  | 85369001
9666300 | SV | SV DIN rail mounted device module (ISV), 2 WU (500 mm), 3 U (450 mm) | SV DIN rail mounted device module (ISV), 2 WU (500 mm), 3 U (450 mm), 6 x 12 divider units | EC000264 | 9666300 | Rittal | 500 | 450 |  | 2.04 | x |  |  | 15.399 | 2021-05-01 | 44.7 | 1 | piece(s) | 4028177676299 | PCE |  |  |  | 85369001
9666303 | SV | SV DIN rail mounted device module (ISV), 3 WU (750 mm), 3 U (450 mm) | SV DIN rail mounted device module (ISV), 3 WU (750 mm), 3 U (450 mm), 9 x 12 divider units | EC000264 | 9666303 | Rittal | 750 | 450 |  | 3.5 | x |  |  | 23.33 | 2021-05-01 | 69.3 | 1 | piece(s) | 4028177676305 | PCE |  |  |  | 85369001
9666310 | SV | SV Mounting kit (ISV), for connection terminal block | SV Mounting kit (ISV), for connection terminal block | EC001900 | 9666310 | Rittal | 0 | 0 |  | 0.94 | x |  |  | 2.52 | 2021-05-01 | 28.1 | 1 | piece(s) | 4028177676312 | PCE |  |  |  | 73269098
9666340 | SV | SV Connection terminal block (ISV), 250 A, 690 V, 5-pole | SV Connection terminal block (ISV), 250 A, 690 V, 5-pole, round conductor connection, 1x16-150/2x16-70 mm², clamping area BH: 17x21 mm | EC001900 | 9666340 | Rittal | 0 | 0 |  | 3.2 | x |  |  | 2.262 | 2021-05-01 | 130.8 | 1 | piece(s) | 4028177676329 | PCE |  |  |  | 39211900
9666350 | SV | SV Connection terminal block (ISV), 400 A, 690 V, 5-pole | SV Connection terminal block (ISV), 400 A, 690 V, 5-pole, round conductor connection, 1x50-240/2x25-120 mm², clamping area BH: 25x21 mm | EC001900 | 9666350 | Rittal | 0 | 0 |  | 5.2 | x |  |  | 3.713 | 2021-05-01 | 171 | 1 | piece(s) | 4028177676336 | PCE |  |  |  | 39211900
9666380 | SV | SV NH fuse-switch disconnector module (ISV), 1 WU (250 mm), 2 U (300 mm) | SV NH fuse-switch disconnector module (ISV), 1 WU (250 mm), 2 U (300 mm), for 2 x size 00 | EC001893 | 9666380 | Rittal | 250 | 300 |  | 0.84 | x |  |  | 7.314 | 2021-05-01 | 19.7 | 1 | piece(s) | 4028177676343 | PCE |  |  |  | 85369095
9666390 | SV | SV NH fuse-switch disconnector module (ISV), 2 WU (500 mm), 2 U (300 mm) | SV NH fuse-switch disconnector module (ISV), 2 WU (500 mm), 2 U (300 mm), for 4 x size 00 | EC001893 | 9666390 | Rittal | 500 | 300 |  | 1.6 | x |  |  | 14.214 | 2021-05-01 | 31.5 | 1 | piece(s) | 4028177676350 | PCE |  |  |  | 85369095
9666400 | SV | SV NH fuse-switch disconnector module (ISV), 1 WU (250 mm), 3 U (450 mm) | SV NH fuse-switch disconnector module (ISV), 1 WU (250 mm), 3 U (450 mm), for 1 x size 1 | EC001893 | 9666400 | Rittal | 250 | 450 |  | 1.08 | x |  |  | 7.314 | 2021-05-01 | 38.3 | 1 | piece(s) | 4028177676367 | PCE |  |  |  | 85369095
9666410 | SV | SV NH fuse-switch disconnector module (ISV), 1 WU (250 mm), 3 U (450 mm) | SV NH fuse-switch disconnector module (ISV), 1 WU (250 mm), 3 U (450 mm), for 1 x size 2 | EC001893 | 9666410 | Rittal | 250 | 450 |  | 1.05 | x |  |  | 7.314 | 2021-05-01 | 38.3 | 1 | piece(s) | 4028177676374 | PCE |  |  |  | 85369095
9666420 | SV | SV Disconnector cross-member (ISV), 2 WU (500 mm), 3 U (450 mm) | SV Disconnector cross-member (ISV), 2 WU (500 mm), 3 U (450 mm), for NH fuse-switch disconnector size 2/3 | EC001900 | 9666420 | Rittal | 500 | 450 |  | 1.66 | x |  |  | 9.699 | 2021-05-01 | 28.8 | 1 | piece(s) | 4028177679917 | PCE |  |  |  | 39269097
9666430 | SV | SV Air circuit-breaker module (ISV), 1 WU (250 mm), 2 U (300 mm) | SV Air circuit-breaker module (ISV), 1 WU (250 mm), 2 U (300 mm) | EC001893 | 9666430 | Rittal | 250 | 300 |  | 1.3 | x |  |  | 7.314 | 2021-05-01 | 37.5 | 1 | piece(s) | 4028177676381 | PCE |  |  |  | 85369095
9666440 | SV | SV Air circuit-breaker module (ISV), 2 WU (500 mm), 2 U (300 mm) | SV Air circuit-breaker module (ISV), 2 WU (500 mm), 2 U (300 mm) | EC001893 | 9666440 | Rittal | 500 | 450 |  | 2.54 | x |  |  | 20.42 | 2021-05-01 | 62.3 | 1 | piece(s) | 4028177676398 | PCE |  |  |  | 85369095
9666520 | SV | SV Busbar module (ISV), 1 WU (250 mm), 2 U (300 mm) | SV Busbar module (ISV), 1 WU (250 mm), 2 U (300 mm) | EC001896 | 9666520 | Rittal | 250 | 300 |  | 0.74 | x |  |  | 7.314 | 2021-05-01 | 42 | 1 | piece(s) | 4028177676404 | PCE |  |  |  | 85369095
9666530 | SV | SV Busbar module (ISV), 2 WU (500 mm), 2 U (300 mm) | SV Busbar module (ISV), 2 WU (500 mm), 2 U (300 mm) | EC001896 | 9666530 | Rittal | 500 | 300 |  | 1.06 | x |  |  | 15.399 | 2021-05-01 | 58.1 | 1 | piece(s) | 4028177676411 | PCE |  |  |  | 85369095
9666533 | SV | SV Busbar module (ISV), 3 WU (750 mm), 2 U (300 mm) | SV Busbar module (ISV), 3 WU (750 mm), 2 U (300 mm) | EC001896 | 9666533 | Rittal | 750 | 300 |  | 2.62 | x |  |  | 23.484 | 2021-05-01 | 83.2 | 1 | piece(s) | 4028177676428 | PCE |  |  |  | 85369095
9666550 | SV | SV NH fuse-switch disconnector module (ISV), 2 WU (500 mm), 5 U (750 mm) | SV NH fuse-switch disconnector module (ISV), 2 WU (500 mm), 5 U (750 mm), for 8 x size 00, 4 x size 1-3, (SV 9346XXX, 185 mm) | EC001893 | 9666550 | Rittal | 500 | 750 |  | 3.9 | x |  |  | 23.484 | 2021-05-01 | 73.9 | 1 | piece(s) | 4028177676435 | PCE |  |  |  | 85369095
9666560 | SV | SV NH fuse-switch disconnector module (ISV), 3 WU (750 mm), 5 U (750 mm) | SV NH fuse-switch disconnector module (ISV), 3 WU (750 mm), 5 U (750 mm), for 12 x size 00, 6 x size 1-3, (SV 9346XXX, 185 mm) | EC001893 | 9666560 | Rittal | 750 | 750 |  | 5.18 | x |  |  | 40.966 | 2021-05-01 | 91.2 | 1 | piece(s) | 4028177676442 | PCE |  |  |  | 85369095
9666570 | SV | SV NH fuse-switch disconnector module (ISV), 1 WU (250 mm), 3 U (450 mm) | SV NH fuse-switch disconnector module (ISV), 1 WU (250 mm), 3 U (450 mm), for 3 x size 00, (SV 9346XXX, 100 mm) | EC001893 | 9666570 | Rittal | 250 | 450 |  | 1.83 | x |  |  | 9.699 | 2021-05-01 | 37.2 | 1 | piece(s) | 4028177676459 | PCE |  |  |  | 85369095
9666580 | SV | SV NH fuse-switch disconnector module (ISV), 2 WU (500 mm), 3 U (450 mm) | SV NH fuse-switch disconnector module (ISV), 2 WU (500 mm), 3 U (450 mm), for 6 x size 00, (SV 9346XXX, 100 mm) | EC001893 | 9666580 | Rittal | 500 | 450 |  | 2.5 | x |  |  | 18.666 | 2021-05-01 | 58.8 | 1 | piece(s) | 4028177676466 | PCE |  |  |  | 85369095
9666583 | SV | SV NH fuse-switch disconnector module (ISV), 3 WU (750 mm), 3 U (450 mm) | SV NH fuse-switch disconnector module (ISV), 3 WU (750 mm), 3 U (450 mm), for 10 x size 00, (SV 9346XXX, 100 mm) | EC001893 | 9666583 | Rittal | 750 | 450 |  | 3.34 | x |  |  | 30.295 | 2021-05-01 | 86.6 | 1 | piece(s) | 4028177676473 | PCE |  |  |  | 85369095
9666590 | SV | SV Busbar module N/PE (ISV), 1 WU (250 mm), 2 U (300 mm) | SV Busbar module N/PE (ISV), 1 WU (250 mm), 2 U (300 mm) | EC001896 | 9666590 | Rittal | 250 | 300 |  | 1.404 | x |  |  | 7.452 | 2021-05-01 | 31.3 | 1 | piece(s) | 4028177676480 | PCE |  |  |  | 85369095
9666600 | SV | SV Busbar module N/PE (ISV), 2 WU (500 mm), 2 U (300 mm) | SV Busbar module N/PE (ISV), 2 WU (500 mm), 2 U (300 mm) | EC001896 | 9666600 | Rittal | 500 | 300 |  | 2.057 | x |  |  | 14.508 | 2021-05-01 | 35.9 | 1 | piece(s) | 4028177676497 | PCE |  |  |  | 85369095
9666603 | SV | SV Busbar module N/PE (ISV), 3 WU (750 mm), 2 U (300 mm) | SV Busbar module N/PE (ISV), 3 WU (750 mm), 2 U (300 mm) | EC001896 | 9666603 | Rittal | 750 | 300 |  | 2.88 | x |  |  | 23.484 | 2021-05-01 | 48.2 | 1 | piece(s) | 4028177676503 | PCE |  |  |  | 85369095
9666640 | SV | SV Meter mounting board module (ISV), 1 WU (250 mm), 3 U (450 mm) | SV Meter mounting board module (ISV), 1 WU (250 mm), 3 U (450 mm) | EC001900 | 9666640 | Rittal | 250 | 450 |  | 1.48 | x |  |  | 9.699 | 2021-05-01 | 33.3 | 1 | piece(s) | 4028177676510 | PCE |  |  |  | 94039010
9666650 | SV | SV Cover strip (ISV), for DIN rail mounted device module | SV Cover strip (ISV), for DIN rail mounted device module | EC000771 | 9666650 | Rittal | 0 | 0 |  | 0.11 | x |  |  | 0.127 | 2021-05-01 | 4.62 | 5 | piece(s) | 4028177676534 | PK |  |  |  | 39269097
9666660 | SV | SV Blanking cover (ISV), W: 16-34 mm variable | SV Blanking cover (ISV), W: 16-34 mm variable | EC001900 | 9666660 | Rittal | 34 | 0 |  | 0.3 | x |  |  | 0.072 | 2021-05-01 | 23.7 | 10 | piece(s) | 4028177676541 | PK |  |  |  | 39269097
9666665 | SV | SV Blanking cover (ISV), W: 117 mm | SV Blanking cover (ISV), W: 117 mm | EC001900 | 9666665 | Rittal | 117 | 0 |  | 0.088 | x |  |  | 0.189 | 2021-05-01 | 7.85 | 1 | piece(s) | 4028177676558 | PCE |  |  |  | 39269097
9666670 | SV | Wiring bracket (ISV) | SV Wiring bracket (ISV) | EC000322 | 9666670 | Rittal | 0 | 0 |  | 0.09 | x |  |  | 0.037 | 2021-05-01 | 5.21 | 10 | piece(s) | 4028177676572 | PK |  |  |  | 39269097
9666680 | SV | SV Depth extension frame (ISV), 1 WU (250 mm), 2 U (300 mm) | SV Depth extension frame (ISV), 1 WU (250 mm), 2 U (300 mm) | EC001900 | 9666680 | Rittal | 250 | 300 |  | 0.38 | x |  |  | 2.624 | 2021-05-01 | 35.9 | 1 | piece(s) | 4028177676565 | PCE |  |  |  | 39269097
9666702 | SV | SV Mounting angle (ISV), 2 U (300 mm), for TS, SE | SV Mounting angle (ISV), 2 U (300 mm), for TS, SE | EC001900 | 9666702 | Rittal | 0 | 300 |  | 0.708 | x |  |  | 0.24 | 2021-05-01 | 8.33 | 2 | piece(s) | 4028177676589 | PK |  |  |  | 39269097
9666703 | SV | SV Mounting angle (ISV), 3 U (450 mm), for TS, SE | SV Mounting angle (ISV), 3 U (450 mm), for TS, SE | EC001900 | 9666703 | Rittal | 0 | 450 |  | 1.06 | x |  |  | 0.36 | 2021-05-01 | 9.29 | 2 | piece(s) | 4028177676596 | PK |  |  |  | 39269097
9666704 | SV | SV Mounting angle (ISV), 4 U (600 mm), for TS, SE | SV Mounting angle (ISV), 4 U (600 mm), for TS, SE | EC001900 | 9666704 | Rittal | 0 | 600 |  | 1.408 | x |  |  | 0.45 | 2021-05-01 | 10.26 | 2 | piece(s) | 4028177676602 | PK |  |  |  | 39269097
9666705 | SV | SV Mounting angle (ISV), 5 U (750 mm), for TS, SE | SV Mounting angle (ISV), 5 U (750 mm), for TS, SE | EC001900 | 9666705 | Rittal | 0 | 750 |  | 1.84 | x |  |  | 0.547 | 2021-05-01 | 11.6 | 2 | piece(s) | 4028177691513 | PK |  |  |  | 73269098
9666706 | SV | SV Mounting angle (ISV), 6 U (900 mm), for TS, SE | SV Mounting angle (ISV), 6 U (900 mm), for TS, SE | EC001900 | 9666706 | Rittal | 0 | 900 |  | 2.2 | x |  |  | 0.662 | 2021-05-01 | 12.7 | 2 | piece(s) | 4028177691520 | PK |  |  |  | 73269098
9666707 | SV | SV Mounting angle (ISV), 7 U (1050 mm), for TS, SE | SV Mounting angle (ISV), 7 U (1050 mm), for TS, SE | EC001900 | 9666707 | Rittal | 0 | 1050 |  | 2.46 | x |  |  | 1.02 | 2021-05-01 | 14.4 | 2 | piece(s) | 4028177691537 | PK |  |  |  | 73269098
9666711 | SV | SV Mounting angle (ISV), 11 U (1650 mm), for TS, SE | SV Mounting angle (ISV), 11 U (1650 mm), for TS, SE | EC001900 | 9666711 | Rittal | 0 | 1650 |  | 4.06 | x |  |  | 1.511 | 2021-05-01 | 22.8 | 2 | piece(s) | 4028177691544 | PK |  |  |  | 73269098
9666712 | SV | SV Mounting angle (ISV), 12 U (1850 mm), for TS, SE | SV Mounting angle (ISV), 12 U (1850 mm), for TS, SE | EC001900 | 9666712 | Rittal | 0 | 1800 |  | 4.306 | x |  |  | 1.35 | 2021-05-01 | 24.8 | 2 | piece(s) | 4028177676619 | PK |  |  |  | 39269097
9666722 | SV | SV Cross rail (ISV), 2 WU (500 mm), for TS, SE | SV Cross rail (ISV), 2 WU (500 mm), for TS, SE | EC001900 | 9666722 | Rittal | 500 | 0 |  | 0.672 | x |  |  | 0.149 | 2021-05-01 | 6.63 | 2 | piece(s) | 4028177676718 | PK |  |  |  | 39269097
9666723 | SV | SV Cross rail (ISV), 3 WU (750 mm), for TS, SE | SV Cross rail (ISV), 3 WU (750 mm), for TS, SE | EC001900 | 9666723 | Rittal | 750 | 0 |  | 1.01 | x |  |  | 0.608 | 2021-05-01 | 9.54 | 2 | piece(s) | 4028177676725 | PK |  |  |  | 39269097
9666724 | SV | SV Cross rail (ISV), 4 WU (1000 mm), for TS, SE | SV Cross rail (ISV), 4 WU (1000 mm), for TS, SE | EC001900 | 9666724 | Rittal | 1000 | 0 |  | 1.352 | x |  |  | 0.824 | 2021-05-01 | 12.4 | 2 | piece(s) | 4028177676732 | PK |  |  |  | 39269097
9666732 | SV | VX Depth stay (ISV), (D: 400/500/600 mm), | VX Depth stay (ISV), (depth 400/500/600 mm), | EC001900 | 9666732 | Rittal | 0 | 0 |  | 3.24 | x |  |  | 0 | 2021-05-01 | 78.7 | 2 | piece(s) | 4028177923256 | PK |  |  |  | 85389099
9666740 | SV | SV Equipment support connector (ISV), for mounting angle, for TS, SE | SV Equipment support connector (ISV), for mounting angle, for TS, SE | EC001900 | 9666740 | Rittal | 0 | 0 |  | 0.136 | x |  |  | 0.049 | 2021-05-01 | 5.42 | 4 | piece(s) | 4028177676664 | PK |  |  |  | 39269097
9666753 | SV | SV Mounting angle (ISV), 3 U (450 mm), for AE | SV Mounting angle (ISV), 3 U (450 mm), for AE | EC001900 | 9666753 | Rittal | 0 | 450 |  | 0.614 | x |  |  | 0.135 | 2021-05-01 | 9.29 | 2 | piece(s) | 4028177679924 | PK |  |  |  | 39269097
9666754 | SV | SV Mounting angle (ISV), 4 U (600 mm), for AE | SV Mounting angle (ISV), 4 U (600 mm), for AE | EC001900 | 9666754 | Rittal | 0 | 600 |  | 0.818 | x |  |  | 0.878 | 2021-05-01 | 10.26 | 2 | piece(s) | 4028177679931 | PK |  |  |  | 39269097
9666756 | SV | SV Mounting angle (ISV), 6 U (900 mm), for AE | SV Mounting angle (ISV), 6 U (900 mm), for AE | EC001900 | 9666756 | Rittal | 0 | 900 |  | 1.234 | x |  |  | 0.95 | 2021-05-01 | 12.5 | 2 | piece(s) | 4028177679948 | PK |  |  |  | 39269097
9666757 | SV | SV Mounting angle (ISV), 7 U (1050 mm), for AE | SV Mounting angle (ISV), 7 U (1050 mm), for AE | EC001900 | 9666757 | Rittal | 0 | 1050 |  | 1.448 | x |  |  | 0.9 | 2021-05-01 | 13.7 | 2 | piece(s) | 4028177679955 | PK |  |  |  | 39269097
9666801 | SV | Mounting kit (ISV) 1 WU (250 mm), 3 U (450 mm) for AE (WHD: 380x600x210 mm) | SV Installation kit (ISV), 1 WU (250 mm), 3 U (450 mm), for AE (WHD: 380x600x210 mm) | EC001900 | 9666801 | Rittal | 0 | 0 |  | 4.44 | x |  |  | 16.65 | 2021-05-01 | 101.2 | 1 | piece(s) | 4028177803794 | PCE |  |  |  | 39269097
9666811 | SV | Mounting kit (ISV) 1 WU (250 mm), 4 U (600 mm) for AE (WHD: 500x700x250 mm) | SV Installation kit (ISV), 1 WU (250 mm), 4 U (600 mm), for AE (WHD: 500x700x250 mm) | EC001900 | 9666811 | Rittal | 0 | 0 |  | 6.12 | x |  |  | 17.76 | 2021-05-01 | 119.5 | 1 | piece(s) | 4028177803787 | PCE |  |  |  | 39269097
9666821 | SV | Mounting kit (ISV) 2 WU (500 mm), 4 U (600 mm) for AE (WHD: 600x760x210 mm) | SV Installation kit (ISV), 2 WU (500 mm), 4 U (600 mm), for AE (WHD: 600x760x210 mm) | EC001900 | 9666821 | Rittal | 0 | 0 |  | 6.12 | x |  |  | 18.24 | 2021-05-01 | 123.1 | 1 | piece(s) | 4028177803770 | PCE |  |  |  | 39269097
9666831 | SV | Mounting kit (ISV) 2 WU (500 mm), 6 U (900 mm) for AE (WHD: 600x1000x250 mm) | SV Installation kit (ISV), 2 WU (500 mm), 6 U (900 mm), for AE (WHD: 600x1000x250 mm) | EC001900 | 9666831 | Rittal | 0 | 0 |  | 6.08 | x |  |  | 17.1 | 2021-05-01 | 126.7 | 1 | piece(s) | 4028177803763 | PCE |  |  |  | 39269097
9666841 | SV | Mounting kit (ISV) 2 WU (500 mm), 7 U (1050 mm) for AE (WHD: 600x1200x300 mm) | SV Installation kit (ISV), 2 WU (500 mm), 7 U (1050 mm), for AE (WHD: 600x1200x300 mm) | EC001900 | 9666841 | Rittal | 0 | 0 |  | 6.7 | x |  |  | 17.76 | 2021-05-01 | 131.4 | 1 | piece(s) | 4028177803756 | PCE |  |  |  | 39269097
9666851 | SV | Mounting kit (ISV) 3 WU (750 mm), 7 U (1050 mm) for AE (WHD: 1000x1200x300 mm) | SV Installation kit (ISV), 3 WU (750 mm), 7 U (1050 mm), for AE (WHD: 1000x1200x300 mm) | EC001900 | 9666851 | Rittal | 0 | 0 |  | 9.52 | x |  |  | 17.28 | 2021-05-01 | 156.1 | 1 | piece(s) | 4028177803749 | PCE |  |  |  | 73269098
9666902 | SV | VX Installation kit (ISV), 2 WU (500 mm), 12 U (1800 mm), (WH: 600x2000 mm) | VX Installation kit (ISV), 2 width units WU (500 mm), 12 U (1800 mm), (WH: 600x2000 mm) | EC001900 | 9666902 | Rittal | 0 | 0 |  | 7.2 | x |  |  | 41 | 2021-05-01 | 150.1 | 1 | piece(s) | 4028177923270 | PCE |  |  |  | 39269097
9666912 | SV | VX Installation kit (ISV), 3 WU (750 mm), 12 U (1800 mm), (WH: 850x2000 mm) | VX Installation kit (ISV), 3 width units WU (750 mm), 12 U (1800 mm), (WH: 850x2000 mm) | EC001900 | 9666912 | Rittal | 0 | 0 |  | 8.5 | x |  |  | 41 | 2021-05-01 | 160.5 | 1 | piece(s) | 4028177923294 | PCE |  |  |  | 39269097
9666916 | VX | VX Distribution enclosure (ISV), WHD: 850x2000x600 mm, sheet steel, single-door | VX Distribution enclosure (ISV), WHdepth 850x2000x600 mm, sheet steel, single-door | EC000214 | 9666916 | Rittal | 850 | 2000 | 600 | 117 | x |  |  | 1079.033 | 2021-05-01 | 417 | 1 | piece(s) | 4028177929722 | PCE |  |  |  | 94032080
9666922 | SV | VX Installation kit (ISV), 4 WU (1000 mm), 12 U (1800 mm), (WH: 1100x2000 mm) | VX Installation kit (ISV), 4 width units WU (1000 mm), 12 U (1800 mm), (WH: 1100x2000 mm) | EC001900 | 9666922 | Rittal | 0 | 0 |  | 10 | x |  |  | 41 | 2021-05-01 | 175.2 | 1 | piece(s) | 4028177923263 | PCE |  |  |  | 39269097
9666926 | VX | VX Distribution enclosure (ISV), WHD: 1100x2000x600 mm, sheet steel, two-door | VX Distribution enclosure (ISV), WHdepth 1100x2000x600 mm, sheet steel, two-door | EC000214 | 9666926 | Rittal | 1100 | 2000 | 600 | 156 | x |  |  | 1489.509 | 2021-05-01 | 529 | 1 | piece(s) | 4028177929616 | PCE |  |  |  | 94032080
9666932 | SV | VX Installation kit (ISV), 2 WU (500 mm), 11 U (1650 mm), (WH: 600x1800 mm) | VX Installation kit (ISV), 2 width units WU (500 mm), 11 U (1650 mm), (WH: 600x1800 mm) | EC001900 | 9666932 | Rittal | 0 | 0 |  | 7 | x |  |  | 41 | 2021-05-01 | 146.9 | 1 | piece(s) | 4028177923287 | PCE |  |  |  | 39269097
9666956 | VX | VX Distribution enclosure (ISV), WHD: 850x2000x400 mm, sheet steel, single-door | VX Distribution enclosure (ISV), WHdepth 850x2000x400 mm, sheet steel, single-door | EC000214 | 9666956 | Rittal | 850 | 2000 | 400 | 111 | x |  |  | 736.483 | 2021-05-01 | 410 | 1 | piece(s) | 4028177929562 | PCE |  |  |  | 94032080
9666966 | VX | VX Distribution enclosure (ISV), WHD: 1100x2000x400 mm, sheet steel, two-door | VX Distribution enclosure (ISV), WHdepth 1100x2000x400 mm, sheet steel, two-door | EC000214 | 9666966 | Rittal | 1100 | 2000 | 400 | 146 | x |  |  | 1040.292 | 2021-05-01 | 535 | 1 | piece(s) | 4028177929777 | PCE |  |  |  | 94032080
9674380 | SV | SV Cover, for distribution busbar, fuse-switch disconnector section | SV Cover, for distribution busbar, fuse-switch disconnector section, (Jean Müller Sasil) | EC001900 | 9674380 | Rittal |  |  |  | 5.3 | x |  |  | 45.56 | 2021-05-01 | 135.4 | 1 | piece(s) | 4028177613713 | PCE |  |  |  | 85369095
9674381 | SV | SV Punched rail, for cover distribution busbar, fuse-switch disconnector section | SV Punched rail, for cover distribution busbar, fuse-switch disconnector section, (Jean Müller Sasil) | EC001900 | 9674381 | Rittal |  |  |  | 2.5 | x |  |  | 7.272 | 2021-05-01 | 26.7 | 1 | piece(s) | 4028177613720 | PCE |  |  |  | 85369095
9674410 | SV | SV Busbar support, for busbar WH: 100x10 mm, (fuse-switch disconnector section) | SV Busbar support, for busbar WH: 100x10 mm, (fuse-switch disconnector section) | EC001900 | 9674410 | Rittal |  |  |  | 1.26 | x |  |  | 1.704 | 2021-05-01 | 42.1 | 1 | piece(s) | 4028177613430 | PCE |  |  |  | 85469010
9674416 | SV | SV Busbar support, for busbar WH: 60x10 mm, (fuse-switch disconnector section) | SV Busbar support, for busbar WH: 60x10 mm, (fuse-switch disconnector section) | EC001900 | 9674416 | Rittal |  |  |  | 1.18 | x |  |  | 3.638 | 2021-05-01 | 40.8 | 1 | piece(s) | 4028177613454 | PCE |  |  |  | 85469010
9674418 | SV | SV Busbar support, for busbar WH: 80x10 mm, (fuse-switch disconnector section) | SV Busbar support, for busbar WH: 80x10 mm, (fuse-switch disconnector section) | EC001900 | 9674418 | Rittal |  |  |  | 1.22 | x |  |  | 1.438 | 2021-05-01 | 41.2 | 1 | piece(s) | 4028177613461 | PCE |  |  |  | 85469010
9674430 | SV | SV End support, for busbar WH: 100x10 mm, (fuse-switch disconnector section) | SV End support, for busbar WH: 100x10 mm, (fuse-switch disconnector section) | EC001900 | 9674430 | Rittal |  |  |  | 1.68 | x |  |  | 0.56 | 2021-05-01 | 63.7 | 1 | piece(s) | 4028177613515 | PCE |  |  |  | 85469010
9674436 | SV | SV End support, for busbar WH: 60x10 mm, (fuse-switch disconnector section) | SV End support, for busbar WH: 60x10 mm, (fuse-switch disconnector section) | EC001900 | 9674436 | Rittal |  |  |  | 1.46 | x |  |  | 3.638 | 2021-05-01 | 58.6 | 1 | piece(s) | 4028177613539 | PCE |  |  |  | 85469010
9674438 | SV | SV End support, for busbar WH: 80x10 mm, (fuse-switch disconnector section) | SV End support, for busbar WH: 80x10 mm, (fuse-switch disconnector section) | EC001900 | 9674438 | Rittal |  |  |  | 1.62 | x |  |  | 1.65 | 2021-05-01 | 62.6 | 1 | piece(s) | 4028177613546 | PCE |  |  |  | 85469010
9674790 | SV | SV Pressure stopper, for roof plates | SV Pressure stopper, for roof plates | EC003861 | 9674790 | Rittal |  |  |  | 0.08 | x |  |  | 0.008 | 2021-05-01 | 22.3 | 4 | piece(s) | 4028177709614 | PK |  |  |  | 39269097
9674990 | SV | Cover plate perforated, WH: 1200x800 mm | SV Cover plate, perforated, WH: 1200x800 mm | EC001900 | 9674990 | Rittal | 1200 | 800 | 0 | 3.76 | x |  |  | 98.01 | 2021-05-01 | 89 | 1 | piece(s) | 4028177806375 | PCE |  |  |  | 94039010
9676017 | SV | SV Busbar claw, for 2 busbars H: 10 mm, (Flat-PLS) | SV Busbar claw, for 2 busbars H: 10 mm, (Flat-PLS) | EC001900 | 9676017 | Rittal |  |  |  | 0.06 | x |  |  | 0.032 | 2021-05-01 | 5.71 | 1 | piece(s) | 4028177625518 | PCE |  |  |  | 73269098
9676019 | SV | SV Busbar claw, for 4 busbars H: 10 mm, (Flat-PLS) | SV Busbar claw, for 4 busbars H: 10 mm, (Flat-PLS) | EC001900 | 9676019 | Rittal |  |  |  | 0.12 | x |  |  | 0.1 | 2021-05-01 | 7.9 | 1 | piece(s) | 4028177625532 | PCE |  |  |  | 73269098
9676503 | SV | SV Spacer roll, H: 20 mm, Ø 30 mm | SV Spacer roll, H: 20 mm, Ø 30 mm | EC001900 | 9676503 | Rittal |  | 20 |  | 0.412 | x |  |  | 0.028 | 2021-05-01 | 20.2 | 4 | piece(s) | 4028177597013 | PK | 0.11 | 0.44 | 370 | 74199990
9676504 | SV | SV Spacer roll, H: 20 mm, Ø 40 mm | SV Spacer roll, H: 20 mm, Ø 40 mm | EC001900 | 9676504 | Rittal |  | 20 |  | 0.796 | x |  |  | 0.038 | 2021-05-01 | 26.7 | 4 | piece(s) | 4028177597020 | PK | 0.21 | 0.84 | 370 | 74199990
9676505 | SV | SV Spacer roll, H: 20 mm, Ø 50 mm | SV Spacer roll, H: 20 mm, Ø 50 mm | EC001900 | 9676505 | Rittal |  | 20 |  | 1.316 | x |  |  | 0.066 | 2021-05-01 | 33.4 | 4 | piece(s) | 4028177597037 | PK | 0.33 | 1.32 | 370 | 74199990
9676700 | SV | SV Connection plate, with bolts M12, (Flat-PLS) | SV Connection plate, with bolts M12, (Flat-PLS) | EC001900 | 9676700 | Rittal |  |  |  | 0.62 | x |  |  | 0.324 | 2021-05-01 | 22.8 | 1 | piece(s) | 4028177625754 | PCE | 0.49 | 0.49 | 370 | 85369010
9676710 | SV | SV Connection plate, with bolts M10, (Flat-PLS) | SV Connection plate, with bolts M10, (Flat-PLS) | EC001900 | 9676710 | Rittal |  |  |  | 0.12 | x |  |  | 0.052 | 2021-05-01 | 6.32 | 1 | piece(s) | 4028177625778 | PCE | 0.07 | 0.07 | 370 | 85369010
9676730 | SV | SV Direct connection terminal, round conductor connection 95-300 mm² | SV Direct connection terminal, round conductor connection 95-300 mm², (Flat-PLS 60/100), excluding screw | EC001900 | 9676730 | Rittal |  |  |  | 0.34 | x |  |  | 0.096 | 2021-05-01 | 18.1 | 1 | piece(s) | 4028177625549 | PCE |  |  |  | 85369010
9676747 | SV | SV Connection plate, clamping area WH: 32x20 mm, (Flat-PLS) | SV Connection plate, clamping area WH: 32x20 mm, (Flat-PLS) | EC001900 | 9676747 | Rittal |  |  |  | 0.36 | x |  |  | 0.16 | 2021-05-01 | 15.7 | 1 | piece(s) | 4028177625556 | PCE | 0.13 | 0.13 | 370 | 85369010
9676748 | SV | SV Connection plate, clamping area WH: 63x20 mm, (Flat-PLS) | SV Connection plate, clamping area WH: 63x20 mm, (Flat-PLS) | EC001900 | 9676748 | Rittal |  |  |  | 0.48 | x |  |  | 0.72 | 2021-05-01 | 17.7 | 1 | piece(s) | 4028177625563 | PCE | 0.19 | 0.19 | 370 | 85369010
9676749 | SV | SV Connection plate, clamping area WH: 100x20 mm, (Flat-PLS) | SV Connection plate, clamping area WH: 100x20 mm, (Flat-PLS) | EC001900 | 9676749 | Rittal |  |  |  | 0.64 | x |  |  | 0.326 | 2021-05-01 | 19.9 | 1 | piece(s) | 4028177625570 | PCE | 0.27 | 0.27 | 370 | 85369010
9676806 | SV | SV Screw connection, M10x60 mm | SV Screw connection, M10x60 mm | EC001900 | 9676806 | Rittal |  |  |  | 0.4 | x |  |  | 0.03 | 2021-05-01 | 3.3 | 8 | piece(s) | 4028177626218 | PK |  |  |  | 73181900
9676807 | SV | SV Screw connection, M10x70 mm | SV Screw connection, M10x70 mm | EC001900 | 9676807 | Rittal |  |  |  | 0.448 | x |  |  | 0.087 | 2021-05-01 | 4.62 | 8 | piece(s) | 4028177625747 | PK |  |  |  | 73181900
9676808 | SV | SV Screw connection, M10x80 mm | SV Screw connection, M10x80 mm | EC001900 | 9676808 | Rittal |  |  |  | 0.496 | x |  |  | 0.021 | 2021-05-01 | 4.99 | 8 | piece(s) | 4028177626225 | PK |  |  |  | 73181900
9676809 | SV | SV Screw connection, M10x90 mm | SV Screw connection, M10x90 mm | EC001900 | 9676809 | Rittal |  |  |  | 0.552 | x |  |  | 0.034 | 2021-05-01 | 5.34 | 8 | piece(s) | 4028177626232 | PK |  |  |  | 73181900
9676810 | SV | SV Screw connection, M10x100 mm | SV Screw connection, M10x100 mm | EC001900 | 9676810 | Rittal |  |  |  | 0.592 | x |  |  | 0.019 | 2021-05-01 | 5.71 | 8 | piece(s) | 4028177626249 | PK |  |  |  | 73181900
9676811 | SV | SV Screw connection, M10x110 mm | SV Screw connection, M10x110 mm | EC001900 | 9676811 | Rittal |  |  |  | 0.648 | x |  |  | 0.035 | 2021-05-01 | 6.71 | 8 | piece(s) | 4028177626256 | PK |  |  |  | 73181900
9676812 | SV | SV Screw connection, M10x120 mm | SV Screw connection, M10x120 mm | EC001900 | 9676812 | Rittal |  |  |  | 0.696 | x |  |  | 0.037 | 2021-05-01 | 7.11 | 8 | piece(s) | 4028177626263 | PK |  |  |  | 73181900
9676813 | SV | SV Screw connection, M10x130 mm | SV Screw connection, M10x130 mm | EC001900 | 9676813 | Rittal |  |  |  | 0.744 | x |  |  | 0.028 | 2021-05-01 | 7.51 | 8 | piece(s) | 4028177626270 | PK |  |  |  | 73181900
9676814 | SV | SV Screw connection, M10x140 mm | SV Screw connection, M10x140 mm | EC001900 | 9676814 | Rittal |  |  |  | 0.792 | x |  |  | 0.045 | 2021-05-01 | 7.96 | 8 | piece(s) | 4028177626287 | PK |  |  |  | 73181900
9676815 | SV | SV Screw connection, M10x150 mm | SV Screw connection, M10x150 mm | EC001900 | 9676815 | Rittal |  |  |  | 0.84 | x |  |  | 0.109 | 2021-05-01 | 8.69 | 8 | piece(s) | 4028177626294 | PK |  |  |  | 73181900
9676816 | SV | SV Screw connection, M10x160 mm | SV Screw connection, M10x160 mm | EC001900 | 9676816 | Rittal |  |  |  | 0.88 | x |  |  | 0.035 | 2021-05-01 | 10.37 | 8 | piece(s) | 4028177626300 | PK |  |  |  | 73181900
9676817 | SV | SV Screw connection, M10x170 mm | SV Screw connection, M10x170 mm | EC001900 | 9676817 | Rittal |  |  |  | 0.928 | x |  |  | 0.053 | 2021-05-01 | 11.2 | 8 | piece(s) | 4028177626317 | PK |  |  |  | 73181900
9676819 | SV | SV Screw connection, M10x190 mm | SV Screw connection, M10x190 mm | EC001900 | 9676819 | Rittal |  |  |  | 1.032 | x |  |  | 0.058 | 2021-05-01 | 28.6 | 8 | piece(s) | 4028177626324 | PK |  |  |  | 73181900
9676832 | SV | SV Claw, with threaded insert M10, (Flat-PLS) | SV Claw, with threaded insert M10, (Flat-PLS) | EC001900 | 9676832 | Rittal |  |  |  | 0.256 | x |  |  | 0.02 | 2021-05-01 | 21.8 | 8 | piece(s) | 4028177625907 | PK |  |  |  | 73269098
9676966 | SV | SV Screw connection, M10x40 mm | SV Screw connection, M10x40 mm | EC001900 | 9676966 | Rittal |  |  |  | 0.432 | x |  |  | 0.028 | 2021-05-01 | 3.4 | 8 | piece(s) | 4028177625877 | PK |  |  |  | 73181900
9676967 | SV | SV Screw connection, M10x60 mm | SV Screw connection, M10x60 mm | EC001900 | 9676967 | Rittal |  |  |  | 0.512 | x |  |  | 0.028 | 2021-05-01 | 3.53 | 8 | piece(s) | 4028177625884 | PK |  |  |  | 73181900
9676968 | SV | SV Screw connection, M10x80 mm | SV Screw connection, M10x80 mm | EC001900 | 9676968 | Rittal |  |  |  | 0.592 | x |  |  | 0.057 | 2021-05-01 | 3.66 | 8 | piece(s) | 4028177625891 | PK |  |  |  | 73181900
9676971 | SV | SV Threaded bolt, M10, L: 35 mm | SV Threaded bolt, M10, L: 35 mm | EC002349 | 9676971 | Rittal |  |  |  | 0.256 | x |  |  | 0.02 | 2021-05-01 | 4.26 | 8 | piece(s) | 4028177606968 | PK |  |  |  | 73181900
9676972 | SV | SV Threaded bolt, M10, L: 45 mm | SV Threaded bolt, M10, L: 45 mm | EC002349 | 9676972 | Rittal |  |  |  | 0.296 | x |  |  | 0.03 | 2021-05-01 | 4.87 | 8 | piece(s) | 4028177606975 | PK |  |  |  | 73181900
9676973 | SV | SV Threaded bolt, M10, L: 55 mm | SV Threaded bolt, M10, L: 55 mm | EC002349 | 9676973 | Rittal |  |  |  | 0.336 | x |  |  | 0.017 | 2021-05-01 | 5.84 | 8 | piece(s) | 4028177606982 | PK |  |  |  | 73181900
9676976 | SV | SV Threaded bolt, M10, L: 70 mm | SV Threaded bolt, M10, L: 70 mm | EC002349 | 9676976 | Rittal |  |  |  | 0.392 | x |  |  | 0.01 | 2021-05-01 | 6.94 | 8 | piece(s) | 4028177606999 | PK |  |  |  | 73181900
9676977 | SV | SV Threaded bolt, M10, L: 80 mm | SV Threaded bolt, M10, L: 80 mm | EC002349 | 9676977 | Rittal |  |  |  | 0.432 | x |  |  | 0.022 | 2021-05-01 | 8.02 | 8 | piece(s) | 4028177607002 | PK |  |  |  | 73181900
9676981 | SV | SV Threaded bolt, M12, L: 40 mm | SV Threaded bolt, M12, L: 40 mm | EC002349 | 9676981 | Rittal |  |  |  | 0.408 | x |  |  | 0.023 | 2021-05-01 | 6.2 | 8 | piece(s) | 4028177606913 | PK |  |  |  | 73181900
9676982 | SV | SV Threaded bolt, M12, L: 50 mm | SV Threaded bolt, M12, L: 50 mm | EC002349 | 9676982 | Rittal |  |  |  | 0.48 | x |  |  | 0.028 | 2021-05-01 | 6.81 | 8 | piece(s) | 4028177606920 | PK |  |  |  | 73181900
9676983 | SV | SV Threaded bolt, M12, L: 60 mm | SV Threaded bolt, M12, L: 60 mm | EC002349 | 9676983 | Rittal |  |  |  | 0.536 | x |  |  | 0.015 | 2021-05-01 | 8.16 | 8 | piece(s) | 4028177606937 | PK |  |  |  | 73181900
9676986 | SV | SV Threaded bolt, M12, L: 70 mm | SV Threaded bolt, M12, L: 70 mm | EC002349 | 9676986 | Rittal |  |  |  | 0.584 | x |  |  | 0.019 | 2021-05-01 | 9.01 | 8 | piece(s) | 4028177606944 | PK |  |  |  | 73181900
9676987 | SV | SV Threaded bolt, M12, L: 80 mm | SV Threaded bolt, M12, L: 80 mm | EC002349 | 9676987 | Rittal |  |  |  | 0.648 | x |  |  | 0.044 | 2021-05-01 | 9.87 | 8 | piece(s) | 4028177606951 | PK |  |  |  | 73181900
9677000 | SV | SV NH slimline fuse-switch disconnector, size 00, 160 A, 690 V, 3-pole | SV NH slimline fuse-switch disconnector, size 00, 160 A, 690 V, 3-pole, screw M8, 185 mm, for current transformer installation | EC001046 | 9677000 | Rittal | 50 | 670 | 0 | 2.65 | x |  |  | 8.672 | 2021-05-01 | 68.7 | 1 | piece(s) | 4028177705418 | PCE | 0.6 | 0.6 | 370 | 85365080
9677010 | SV | SV NH slimline fuse-switch disconnector, size 00, 160 A, 690 V, 3-pole | SV NH slimline fuse-switch disconnector, size 00, 160 A, 690 V, 3-pole, screw M8, 185 mm, single-pole, switchable, for current transformer installation | EC001046 | 9677010 | Rittal | 50 | 670 | 0 | 2.71 | x |  |  | 7.645 | 2021-05-01 | 68.7 | 1 | piece(s) | 4028177705463 | PCE | 0.6 | 0.6 | 370 | 85365080
9677015 | SV | SV NH slimline fuse-switch disconnector, size 00, 160 A, 690 V, 3-pole | SV NH slimline fuse-switch disconnector, size 00, 160 A, 400 V, 3-pole, screw M8, 185 mm, with electronic fuse monitoring, for current transformer installation | EC001046 | 9677015 | Rittal | 50 | 830 | 0 | 3.02 | x |  |  | 10.26 | 2021-05-01 | 154.8 | 1 | piece(s) | 4028177705470 | PCE | 0.6 | 0.6 | 370 | 85365080
9677025 | SV | SV NH slimline fuse-switch disconnector, size 00, 160 A, 690 V, 3-pole | SV NH slimline fuse-switch disconnector, size 00, 160 A, 690 V, 3-pole, box terminal, 185 mm, for current transformer installation | EC001046 | 9677025 | Rittal | 50 | 670 | 0 | 2.66 | x |  |  | 7.59 | 2021-05-01 | 68.7 | 1 | piece(s) | 4028177707108 | PCE | 0.606 | 0.606 | 370 | 85365080
9677060 | SV | NH slimline switch disconnector size 00, 630 A, 690 V, 3-pole | SV NH slimline switch disconnector, size 00, 160 A, 690 V, 3-pole, screw M8, 185 mm, cable outet bottom, clamping attachment | EC001040 | 9677060 | Rittal | 50 | 676 | 0 | 5.28 | x |  |  | 14.4 | 2021-05-01 | 185.4 | 1 | piece(s) | 4028177806689 | PCE | 1.072 | 1.072 | 370 | 85369095
9677065 | SV | NH slimline switch disconnector size 00, 630 A, 690 V, 3-pole | SV NH slimline switch disconnector, size 00, 160 A, 690 V, 3-pole, screw M8, 185 mm, cable outet bottom, screw attachment | EC001040 | 9677065 | Rittal | 50 | 676 | 0 | 5.12 | x |  |  | 14.4 | 2021-05-01 | 174.8 | 1 | piece(s) | 4028177806696 | PCE | 0.959 | 0.959 | 370 | 85369095
9677070 | SV | NH slimline switch disconnector size 00, 630 A, 690 V, 3-pole | SV NH slimline switch disconnector, size 00, 160 A, 690 V, 3-pole, screw M8, 185 mm, cable outet top, clamping attachment | EC001040 | 9677070 | Rittal | 50 | 676 | 0 | 5.02 | x |  |  | 14.016 | 2021-05-01 | 185.4 | 1 | piece(s) | 4028177806702 | PCE | 1.072 | 1.072 | 370 | 85043129
9677075 | SV | NH slimline switch disconnector size 00, 630 A, 690 V, 3-pole | SV NH slimline switch disconnector, size 00, 160 A, 690 V, 3-pole, screw M8, 185 mm, cable outet top, screw attachment | EC001040 | 9677075 | Rittal | 50 | 676 | 0 | 5.1 | x |  |  | 14.4 | 2021-05-01 | 174.8 | 1 | piece(s) | 4028177806719 | PCE | 0.959 | 0.959 | 370 | 85043129
9677080 | SV | NH slimline switch disconnector size 00, 630 A, 690 V, 3-pole | SV NH slimline switch disconnector, size 00, 160 A, 400 V, 3-pole, screw M8, 185 mm, cable outet bottom, clamping attachment | EC001040 | 9677080 | Rittal | 50 | 860 | 0 | 5.48 | x |  |  | 17.472 | 2021-05-01 | 305 | 1 | piece(s) | 4028177806726 | PCE | 1.072 | 1.072 | 370 | 85043129
9677085 | SV | NH slimline switch disconnector size 00, 630 A, 690 V, 3-pole | SV NH slimline switch disconnector, size 00, 160 A, 400 V, 3-pole, screw M8, 185 mm, cable outet bottom, screw attachment | EC001040 | 9677085 | Rittal | 50 | 860 | 0 | 5.92 | x |  |  | 17.28 | 2021-05-01 | 296 | 1 | piece(s) | 4028177806733 | PCE | 0.959 | 0.959 | 370 | 85369095
9677100 | SV | SV NH slimline fuse-switch disconnector, size 1, 250 A, 690 V, 3-pole | SV NH slimline fuse-switch disconnector, size 1, 250 A, 690 V, 3-pole, bolt M12, 185 mm, for current transformer installation | EC001046 | 9677100 | Rittal | 100 | 670 | 0 | 5.11 | x |  |  | 16.031 | 2021-05-01 | 93.3 | 1 | piece(s) | 4028177705487 | PCE | 1.73 | 1.73 | 370 | 85365080
9677110 | SV | SV NH slimline fuse-switch disconnector, size 1, 250 A, 690 V, 3-pole | SV NH slimline fuse-switch disconnector, size 1, 250 A, 690 V, 3-pole, bolt M12, 185 mm, single-pole, switchable, for current transformer installation | EC001046 | 9677110 | Rittal | 100 | 670 | 0 | 5.03 | x |  |  | 16.031 | 2021-05-01 | 93.3 | 1 | piece(s) | 4028177705494 | PCE | 1.73 | 1.73 | 370 | 85365080
9677115 | SV | SV NH slimline fuse-switch disconnector, size 1, 250 A, 690 V, 3-pole | SV NH slimline fuse-switch disconnector, size 1, 250 A, 400 V, 3-pole, bolt M12, 185 mm, with electronic fuse monitoring, for current transformer installation | EC001046 | 9677115 | Rittal | 100 | 830 | 0 | 6.02 | x |  |  | 28.08 | 2021-05-01 | 177.2 | 1 | piece(s) | 4028177705500 | PCE | 1.73 | 1.73 | 370 | 85365080
9677160 | SV | NH slimline switch disconnector size 1, 250 A, 690 V, 3-pole bolt M12, 185 mm | SV NH slimline switch disconnector, size 1, 250 A, 690 V, 3-pole, bolt M12, 185 mm, cable outet bottom, screw attachment | EC001040 | 9677160 | Rittal | 100 | 772 | 0 | 12.3 | x |  |  | 39.6 | 2021-05-01 | 271 | 1 | piece(s) | 4028177809079 | PCE | 2.696 | 2.696 | 370 | 85369095
9677165 | SV | NH slimline switch disconnector size 1, 250 A, 690 V, 3-pole bolt M12, 185 mm | SV NH slimline switch disconnector, size 1, 250 A, 690 V, 3-pole, bolt M12, 185 mm, cable outet top, screw attachment | EC001040 | 9677165 | Rittal | 100 | 772 | 0 | 12.3 | x |  |  | 35.36 | 2021-05-01 | 272 | 1 | piece(s) | 4028177809062 | PCE | 2.868 | 2.868 | 370 | 85361090
9677180 | SV | NH slimline switch disconnector size 1, 250 A, 690 V, 3-pole bolt M12, 185 mm | SV NH slimline switch disconnector, size 1, 250 A, 400 V, 3-pole, bolt M12, 185 mm, cable outet bottom, screw attachment | EC001040 | 9677180 | Rittal | 100 | 941 | 0 | 13.1 | x |  |  | 41.616 | 2021-05-01 | 393 | 1 | piece(s) | 4028177806764 | PCE | 2.758 | 2.758 | 370 | 85043129
9677200 | SV | SV NH slimline fuse-switch disconnector, size 2, 400 A, 690 V, 3-pole | SV NH slimline fuse-switch disconnector, size 2, 400 A, 690 V, 3-pole, bolt M12, 185 mm, for current transformer installation | EC001046 | 9677200 | Rittal | 100 | 670 | 0 | 5.11 | x |  |  | 16.031 | 2021-05-01 | 94 | 1 | piece(s) | 4028177705517 | PCE | 1.73 | 1.73 | 370 | 85365080
9677210 | SV | SV NH slimline fuse-switch disconnector, size 2, 400 A, 690 V, 3-pole | SV NH slimline fuse-switch disconnector, size 2, 400 A, 690 V, 3-pole, bolt M12, 185 mm, single-pole, switchable, for current transformer installation | EC001046 | 9677210 | Rittal | 100 | 670 | 0 | 5.02 | x |  |  | 16.031 | 2021-05-01 | 94 | 1 | piece(s) | 4028177705524 | PCE | 1.73 | 1.73 | 370 | 85365080
9677215 | SV | SV NH slimline fuse-switch disconnector, size 2, 400 A, 690 V, 3-pole | SV NH slimline fuse-switch disconnector, size 2, 400 A, 400 V, 3-pole, bolt M12, 185 mm, with electronic fuse monitoring, for current transformer installation | EC001046 | 9677215 | Rittal | 100 | 830 | 0 | 6.02 | x |  |  | 28.08 | 2021-05-01 | 177.7 | 1 | piece(s) | 4028177705531 | PCE | 1.73 | 1.73 | 370 | 85365080
9677260 | SV | NH slimline switch disconnector size 2, 400 A, 690 V, 3-pole bolt M12, 185 mm | SV NH slimline switch disconnector, size 2, 400 A, 690 V, 3-pole, bolt M12, 185 mm, cable outet bottom, screw attachment | EC001040 | 9677260 | Rittal | 100 | 772 | 0 | 13.7 | x |  |  | 39.6 | 2021-05-01 | 373 | 1 | piece(s) | 4028177806771 | PCE | 3.685 | 3.685 | 370 | 85043129
9677265 | SV | NH slimline switch disconnector size 2, 400 A, 690 V, 3-pole bolt M12, 185 mm | SV NH slimline switch disconnector, size 2, 400 A, 690 V, 3-pole, bolt M12, 185 mm, cable outet top, screw attachment | EC001040 | 9677265 | Rittal | 100 | 772 | 0 | 14 | x |  |  | 38.643 | 2021-05-01 | 374 | 1 | piece(s) | 4028177806788 | PCE | 4.003 | 4.003 | 370 | 85043129
9677280 | SV | NH slimline switch disconnector size 2, 400 A, 690 V, 3-pole bolt M12, 185 mm | SV NH slimline switch disconnector, size 2, 400 A, 400 V, 3-pole, bolt M12, 185 mm, cable outet bottom, screw attachment | EC001040 | 9677280 | Rittal | 100 | 941 | 0 | 14.5 | x |  |  | 41.616 | 2021-05-01 | 492 | 1 | piece(s) | 4028177806795 | PCE | 3.747 | 3.747 | 370 | 85043129
9677300 | SV | SV NH slimline fuse-switch disconnector, size 3, 630 A, 690 V, 3-pole | SV NH slimline fuse-switch disconnector, size 3, 630 A, 690 V, 3-pole, bolt M12, 185 mm, for current transformer installation | EC001046 | 9677300 | Rittal | 100 | 670 | 0 | 5.86 | x |  |  | 16.031 | 2021-05-01 | 101.6 | 1 | piece(s) | 4028177705548 | PCE | 2.47 | 2.47 | 370 | 85365080
9677310 | SV | SV NH slimline fuse-switch disconnector, size 3, 630 A, 690 V, 3-pole | SV NH slimline fuse-switch disconnector, size 3, 630 A, 690 V, 3-pole, bolt M12, 185 mm, single-pole, switchable, for current transformer installation | EC001046 | 9677310 | Rittal | 100 | 670 | 0 | 5.78 | x |  |  | 16.031 | 2021-05-01 | 101.6 | 1 | piece(s) | 4028177705555 | PCE | 2.47 | 2.47 | 370 | 85365080
9677315 | SV | SV NH slimline fuse-switch disconnector, size 3, 630 A, 690 V, 3-pole | SV NH slimline fuse-switch disconnector, size 3, 630 A, 400 V, 3-pole, bolt M12, 185 mm, with electronic fuse monitoring, for current transformer installation | EC001046 | 9677315 | Rittal | 100 | 830 | 0 | 6.78 | x |  |  | 28.08 | 2021-05-01 | 187.7 | 1 | piece(s) | 4028177705562 | PCE | 2.47 | 2.47 | 370 | 85365080
9677340 | SV | SV NH slimline fuse-switch disconnector, size 3, 1250 A, 690 V, 3-pole | SV NH slimline fuse-switch disconnector, size 3, 1250 A, 690 V, 3-pole, twin track, bolt M12, 185 mm, for current transformer installation | EC001046 | 9677340 | Rittal | 200 | 670 | 0 | 14.6 | x |  |  | 43.093 | 2021-05-01 | 470 | 1 | piece(s) | 4028177705579 | PCE | 6.838 | 6.838 | 370 | 85365080
9677360 | SV | NH slimline switch disconnector size 3, 630 A, 690 V, 3-pole bolt M12, 185 mm | SV NH slimline switch disconnector, size 3, 630 A, 690 V, 3-pole, bolt M12, 185 mm, cable outet bottom, screw attachment | EC001040 | 9677360 | Rittal | 100 | 772 | 0 | 14.8 | x |  |  | 39.6 | 2021-05-01 | 414 | 1 | piece(s) | 4028177806801 | PCE | 4.717 | 4.717 | 370 | 85361090
9677365 | SV | NH slimline switch disconnector size 3, 630 A, 690 V, 3-pole bolt M12, 185 mm | SV NH slimline switch disconnector, size 3, 630 A, 690 V, 3-pole, bolt M12, 185 mm, cable outet top, screw attachment | EC001040 | 9677365 | Rittal | 100 | 772 | 0 | 15.3 | x |  |  | 35.64 | 2021-05-01 | 419 | 1 | piece(s) | 4028177806818 | PCE | 5.285 | 5.285 | 370 | 85043129
9677380 | SV | NH slimline switch disconnector size 3, 630 A, 690 V, 3-pole bolt M12, 185 mm | SV NH slimline switch disconnector, size 3, 630 A, 400 V, 3-pole, bolt M12, 185 mm, cable outet bottom, screw attachment | EC001040 | 9677380 | Rittal | 100 | 941 | 0 | 15.7 | x |  |  | 41.616 | 2021-05-01 | 535 | 1 | piece(s) | 4028177806825 | PCE | 4.78 | 4.78 | 370 | 85043129
9677400 | SV | SV Connection space cover, for NH slimline fuse-switch disconnector | SV Connection space cover, for, NH slimline fuse-switch disconnector/, NH slimline switch-disconnector, size 00, cable outlet bottom (185 mm) | EC001638 | 9677400 | Rittal |  |  |  | 0.2 | x |  |  | 1.68 | 2021-05-01 | 3.75 | 1 | piece(s) | 4028177705128 | PCE |  |  |  | 85472000
9677402 | SV | Connection space cover for NH slimline switch disonnector size 00 (185 mm) | SV Connection space cover, for NH slimline switch-disconnector, size 00 (185 mm) | EC001638 | 9677402 | Rittal |  |  |  | 0.086 | x |  |  | 0.644 | 2021-05-01 | 2.94 | 1 | piece(s) | 4028177806856 | PCE |  |  |  | 39269097
9677405 | SV | SV Connection space cover, for NH slimline fuse-switch disconnector | SV Connection space cover, for NH slimline fuse-switch disconnector, size 00, cable outlet top (185 mm) | EC001638 | 9677405 | Rittal |  |  |  | 0.14 | x |  |  | 1.68 | 2021-05-01 | 3.75 | 1 | piece(s) | 4028177705142 | PCE |  |  |  | 85472000
9677407 | SV | Cover support strip for NH slimline fuse-switch disonnector/ | SV Trim strip, for, NH slimline fuse-switch disconnector/, NH slimline switch-disconnector, size 00-3 (185 mm) | EC000775 | 9677407 | Rittal |  |  |  | 0.26 | x |  |  | 0.111 | 2021-05-01 | 9.16 | 2 | piece(s) | 4028177806894 | PK |  |  |  | 85389099
9677410 | SV | SV Connection space cover, for NH slimline fuse-switch disconnector | SV Connection space cover, for, NH slimline fuse-switch disconnector/, NH slimline switch-disconnector, size 1-3 (185 mm) | EC001638 | 9677410 | Rittal |  |  |  | 0.3 | x |  |  | 4.059 | 2021-05-01 | 5.63 | 1 | piece(s) | 4028177705159 | PCE |  |  |  | 85472000
9677412 | SV | Connection space cover for NH slimline switch disonnector size 1-3 (185 mm) | SV Connection space cover, for NH slimline switch-disconnector, size 1-3 (185 mm) | EC001638 | 9677412 | Rittal |  |  |  | 0.158 | x |  |  | 2.983 | 2021-05-01 | 4 | 1 | piece(s) | 4028177806863 | PCE |  |  |  | 85472000
9677415 | SV | Cover for NH slimline fuse-switch disonnector size 1-3 (185 mm), rear side | SV Cover, for NH slimline fuse-switch disconnector, size 1-3 (185 mm), rear side | EC000775 | 9677415 | Rittal |  |  |  | 0.11 | x |  |  | 0 | 2021-05-01 | 18.8 | 5 | piece(s) | 4028177806382 | PK |  |  |  | 94039010
9677418 | SV | Micro-switch for NH slimline switch disonnector size 00-3 (185 mm) | SV Micro-switch, for NH slimline switch-disconnector, size 00-3 (185 mm) | EC001900 | 9677418 | Rittal |  |  |  | 0.014 | x |  |  | 0.072 | 2021-05-01 | 4 | 1 | piece(s) | 4028177806887 | PCE |  |  |  | 85389099
9677420 | SV | SV Prism terminal, for NH slimline fuse-switch disconnector | SV Prism terminal, for NH slimline fuse-switch disconnector, size 00 (SV 9677XXX), round conductor connection 10-95 mm² | EC000001 | 9677420 | Rittal |  |  |  | 0.129 | x |  |  | 0.036 | 2021-05-01 | 8.45 | 3 | piece(s) | 4028177705166 | PK |  |  |  | 73182900
9677430 | SV | SV V connection terminal, for NH slimline fuse-switch disconnector | SV V connection terminal, for NH slimline fuse-switch disconnector, size 1/2 (SV 9677XXX), round conductor connection 70-240 mm² | EC000001 | 9677430 | Rittal |  |  |  | 0.366 | x |  |  | 0.084 | 2021-05-01 | 27.6 | 3 | piece(s) | 4028177705173 | PK | 0.067 | 0.201 | 370 | 73182900
9677435 | SV | Box terminal for NH slimline switch disonnector size 1-3 (185 mm) | SV Box terminal, for NH slimline switch-disconnector, size 1-3 (185 mm), round conductor connection 70-240 mm² | EC000001 | 9677435 | Rittal |  |  |  | 0.87 | x |  |  | 0 | 2021-05-01 | 43.9 | 3 | piece(s) | 4028177806832 | PK | 0.586 | 1.758 | 370 | 73182900
9677440 | SV | SV V connection terminal, for NH slimline fuse-switch disconnector | SV V connection terminal, for NH slimline fuse-switch disconnector, size 3 (SV 9677XXX), round conductor connection 120-300 mm² | EC000001 | 9677440 | Rittal |  |  |  | 0.39 | x |  |  | 0.101 | 2021-05-01 | 35.6 | 3 | piece(s) | 4028177705180 | PK | 0.067 | 0.201 | 370 | 73182900
9677445 | SV | Box terminal for NH slimline switch disonnector size 1-3 (185 mm) | SV Box terminal, for NH slimline switch-disconnector, size 1-3 (185 mm), round conductor connection 185-300 mm² | EC000001 | 9677445 | Rittal |  |  |  | 0.89 | x |  |  | 0 | 2021-05-01 | 45.3 | 3 | piece(s) | 4028177806849 | PK | 0.11 | 0.33 | 370 | 85369095
9677450 | SV | SV Contact terminal, for NH slimline fuse-switch disconnector | SV Contact terminal, for NH slimline fuse-switch disconnector, size 00 (SV 9677XXX) | EC000001 | 9677450 | Rittal |  |  |  | 0.219 | x |  |  | 0.063 | 2021-05-01 | 11.6 | 3 | piece(s) | 4028177705197 | PK | 0.038 | 0.114 | 370 | 73182900
9677460 | SV | SV Contact terminal, for NH slimline fuse-switch disconnector | SV Contact terminal, for NH slimline fuse-switch disconnector, size 1-3/connection adaptor, (SV 9677XXX) | EC000001 | 9677460 | Rittal |  |  |  | 0.447 | x |  |  | 0 | 2021-05-01 | 31.9 | 3 | piece(s) | 4028177705203 | PK | 0.051 | 0.153 | 370 | 73182900
9677470 | SV | SV Busbar terminal, for NH slimline fuse-switch disconnector | SV Busbar terminal, for NH slimline fuse-switch disconnector, size 00 (SV 9677XXX) | EC000001 | 9677470 | Rittal |  |  |  | 0.138 | x |  |  | 0.028 | 2021-05-01 | 5.41 | 3 | piece(s) | 4028177705210 | PK | 0.003 | 0.009 | 370 | 73182900
9677480 | SV | SV Busbar terminal, for NH slimline fuse-switch disconnector | SV Busbar terminal, for NH slimline fuse-switch disconnector, size 1-3/connection adaptor, (SV 9677XXX) | EC000001 | 9677480 | Rittal |  |  |  | 0.297 | x |  |  | 0.132 | 2021-05-01 | 16 | 3 | piece(s) | 4028177705227 | PK |  |  |  | 73182900
9677485 | SV | Contact clamp for NH slimline switch disonnector size 1-3 (185 mm) | SV Contact clamp, for NH slimline switch-disconnector, size 1-3 (185 mm) | EC000001 | 9677485 | Rittal |  |  |  | 0.459 | x |  |  | 0.126 | 2021-05-01 | 33.8 | 3 | piece(s) | 4028177806900 | PK | 0.151 | 0.453 | 370 | 73182900
9677500 | SV | SV Busbar support, 3-pole, 185 mm bar centre distance | SV Busbar support, 3-pole, 185 mm bar centre distance, for busbar WH: 40x10/60-120x10 mm | EC001166 | 9677500 | Rittal | 0 | 0 | 0 | 2 | x |  |  | 2.372 | 2021-05-01 | 62.2 | 2 | piece(s) | 4028177705326 | PK |  |  |  | 73182900
9677511 | SV | System attachment VX 25 – 600, pack(s) of | SV system attachment for VX (W: 600 mm), for busbar holder SV 9677500 | EC001900 | 9677511 | Rittal |  |  |  | 3.44 | x |  |  | 6.75 | 2021-05-01 | 57.8 | 1 | piece(s) | 4028177923324 | PCE |  |  |  | 73269098
9677521 | SV | System attachment VX 25 – 800, pack(s) of | SV system attachment for VX (W: 800 mm), for busbar holder SV 9677500 | EC001900 | 9677521 | Rittal |  |  |  | 3.74 | x |  |  | 6.75 | 2021-05-01 | 60.2 | 1 | piece(s) | 4028177923317 | PCE |  |  |  | 73269098
9677531 | SV | System attachment VX 25 – 1000, pack(s) of | SV system attachment for VX (W: 1000 mm), for busbar holder SV 9677500 | EC001900 | 9677531 | Rittal |  |  |  | 5.1 | x |  |  | 8.46 | 2021-05-01 | 78.4 | 1 | piece(s) | 4028177923300 | PCE |  |  |  | 73269098
9677541 | SV | System attachment VX 25 – 1200, pack(s) of | SV system attachment for VX (W: 1200 mm), for busbar holder SV 9677500 | EC001900 | 9677541 | Rittal |  |  |  | 5.54 | x |  |  | 10.26 | 2021-05-01 | 79.4 | 1 | piece(s) | 4028177923331 | PCE |  |  |  | 73269098
9677550 | SV | SV Contact hazard protection cover, for busbar system SV 9677XXX | SV Contact hazard protection cover, for busbar system SV 9677XXX, for TS, SE (W: 600 mm) | EC000775 | 9677550 | Rittal | 0 | 0 | 0 | 2.21 | x |  |  | 18.48 | 2021-05-01 | 66.1 | 1 | piece(s) | 4028177705401 | PCE |  |  |  | 39269097
9677560 | SV | SV Contact hazard protection cover, for busbar system SV 9677XXX | SV Contact hazard protection cover, for busbar system SV 9677XXX, for TS, SE (W: 800 mm) | EC000775 | 9677560 | Rittal | 0 | 0 | 0 | 3.61 | x |  |  | 41.918 | 2021-05-01 | 102 | 1 | piece(s) | 4028177705425 | PCE |  |  |  | 39269097
9677570 | SV | SV Contact hazard protection cover, for busbar system SV 9677XXX | SV Contact hazard protection cover, for busbar system SV 9677XXX, for TS, SE (W: 1000 mm) | EC000775 | 9677570 | Rittal | 0 | 0 | 0 | 4.99 | x |  |  | 42.849 | 2021-05-01 | 149.9 | 1 | piece(s) | 4028177705432 | PCE |  |  |  | 39269097
9677580 | SV | SV Contact hazard protection cover, for busbar system SV 9677XXX | SV Contact hazard protection cover, for busbar system SV 9677XXX, for TS, SE (W: 1200 mm) | EC000775 | 9677580 | Rittal | 0 | 0 | 0 | 5.82 | x |  |  | 42.849 | 2021-05-01 | 176.7 | 1 | piece(s) | 4028177705449 | PCE |  |  |  | 39269097
9677600 | SV | SV End cover, for busbar support, SV 9677500 | SV End cover, for busbar support, SV 9677500 | EC000775 | 9677600 | Rittal | 0 | 0 | 0 | 0.48 | x |  |  | 2.372 | 2021-05-01 | 10.21 | 2 | piece(s) | 4028177705371 | PK |  |  |  | 39269097
9677610 | SV | SV Busbar connector, for E-Cu 40/80/100x10 mm | SV Busbar connector, for E-Cu 40/80/100x10 mm, L: 40 mm | EC000713 | 9677610 | Rittal |  |  |  | 0.49 | x |  |  | 0.81 | 2021-05-01 | 12.5 | 1 | piece(s) | 4028177705388 | PCE | 0.407 | 0.407 | 370 | 74071000
9677620 | SV | SV Busbar connector, for E-Cu 60/100/120x10 mm | SV Busbar connector, for E-Cu 60/100/120x10 mm, L: 60 mm | EC000713 | 9677620 | Rittal |  |  |  | 0.72 | x |  |  | 0.81 | 2021-05-01 | 16.7 | 1 | piece(s) | 4028177705395 | PCE | 0.602 | 0.602 | 370 | 74071000
9677640 | SV | SV Contact hazard protection cover, for busbar system SV 9677XXX | SV Contact hazard protection cover, for busbar system SV 9677XXX, enclosure connection | EC000775 | 9677640 | Rittal | 0 | 0 | 0 | 0.99 | x |  |  | 16.031 | 2021-05-01 | 46.3 | 1 | piece(s) | 4028177705456 | PCE |  |  |  | 39269097
9677650 | SV | Coverstrips for contact hazard protection cover SV 9677550-9677580 | SV Coverstrips, for contact hazard protection cover, SV 9677550-9677580, WH: 100x67 mm | EC000771 | 9677650 | Rittal | 100 | 67 | 0 | 0.057 | x |  |  | 0 | 2021-05-01 | 7.44 | 3 | piece(s) | 4028177801837 | PK |  |  |  | 39191019
9677700 | SV | SV Component adaptor, 1000 A, 690 V, 3-pole, 185 mm, clamping attachment | SV Component adaptor, 1000 A, 690 V, 3-pole, 185 mm, clamping attachment | EC001531 | 9677700 | Rittal | 300 | 652 | 0 | 15.3 | x |  |  | 30.485 | 2021-05-01 | 353 | 1 | piece(s) | 4028177707092 | PCE | 7.745 | 7.745 | 370 | 85369095
9677705 | SV | SV Component adaptor, 1000 A, 690 V, 3-pole, 185 mm, screw attachment | SV Component adaptor, 1000 A, 690 V, 3-pole, 185 mm, screw attachment | EC001531 | 9677705 | Rittal | 300 | 652 | 0 | 14.1 | x |  |  | 30.485 | 2021-05-01 | 309 | 1 | piece(s) | 4028177707085 | PCE | 7.814 | 7.814 | 370 | 85369095
9677710 | SV | SV Component adaptor, 1600 A, 690 V, 3-pole, 185 mm, clamping attachment | SV Component adaptor, 1600 A, 690 V, 3-pole, 185 mm, clamping attachment | EC001531 | 9677710 | Rittal | 300 | 652 | 0 | 20.9 | x |  |  | 30.485 | 2021-05-01 | 403 | 1 | piece(s) | 4028177707078 | PCE | 14.68 | 14.68 | 370 | 85369095
9677715 | SV | SV Component adaptor, 1600 A, 690 V, 3-pole, 185 mm, screw attachment | SV Component adaptor, 1600 A, 690 V, 3-pole, 185 mm, screw attachment | EC001531 | 9677715 | Rittal | 300 | 652 | 0 | 20.1 | x |  |  | 30.485 | 2021-05-01 | 359 | 1 | piece(s) | 4028177707061 | PCE | 14.749 | 14.749 | 370 | 85369095
9677730 | SV | SV Connector kit, for component adaptor, SV 9677700/705 | SV Connector kit, for component adaptor, SV 9677700/705, (ABB Tmax, Schneider NS) | EC001900 | 9677730 | Rittal |  |  |  | 8.71 | x |  |  | 3.978 | 2021-05-01 | 136.4 | 1 | piece(s) | 4028177707054 | PCE | 8.707 | 8.707 | 370 | 74199990
9677740 | SV | SV Connector kit, for component adaptor, SV 9677700/705, (Eaton NZM, Siemens VL) | SV Connector kit, for component adaptor, SV 9677700/705, (Eaton NZM, Siemens VL) | EC001900 | 9677740 | Rittal |  |  |  | 8.2 | x |  |  | 3.978 | 2021-05-01 | 128.5 | 1 | piece(s) | 4028177707047 | PCE | 6.404 | 6.404 | 370 | 74199990
9677750 | SV | SV Connector kit, for component adaptor, SV 9677710/715 | SV Connector kit, for component adaptor, SV 9677710/715, (ABB Tmax, Schneider NS) | EC001900 | 9677750 | Rittal |  |  |  | 10.3 | x |  |  | 3.978 | 2021-05-01 | 179.8 | 1 | piece(s) | 4028177707030 | PCE | 8.253 | 8.253 | 370 | 74199990
9677760 | SV | SV Connector kit, for component adaptor, SV 9677710/715, (Eaton NZM, Siemens VL) | SV Connector kit, for component adaptor, SV 9677710/715, (Eaton NZM, Siemens VL) | EC001900 | 9677760 | Rittal |  |  |  | 9.59 | x |  |  | 3.978 | 2021-05-01 | 163.9 | 1 | piece(s) | 4028177707023 | PCE | 6.814 | 6.814 | 370 | 74199990
9677770 | SV | Component adaptor 630 A, 690 V, 3-pole, 185 mm clamping attachment | SV Component adaptor, 630 A, 690 V, 3-pole, 185 mm, clamping attachment | EC001531 | 9677770 | Rittal | 150 | 585 | 0 | 6.09 | x |  |  | 19.738 | 2021-05-01 | 342 | 1 | piece(s) | 4028177802322 | PCE | 3.754 | 3.754 | 370 | 85369095
9677780 | SV | Component adaptor 630 A, 690 V, 3-pole, 185 mm screw attachment | SV Component adaptor, 630 A, 690 V, 3-pole, 185 mm, screw attachment | EC001531 | 9677780 | Rittal | 150 | 585 | 0 | 6.32 | x |  |  | 20.79 | 2021-05-01 | 330 | 1 | piece(s) | 4028177802315 | PCE | 3.652 | 3.652 | 370 | 85369095
9677790 | SV | SV Contact hazard protection cover, for component adaptor SV 967770X/71X | SV Contact hazard protection cover, for component adaptor SV 967770X/71X | EC000775 | 9677790 | Rittal |  |  |  | 1.24 | x |  |  | 20.143 | 2021-05-01 | 41.1 | 1 | piece(s) | 4028177707016 | PCE |  |  |  | 39269097
9677792 | SV | Contact hazard protection cover for component adaptor SV 967770X/71X | SV Contact hazard protection cover, for component adaptor SV 967770X/71X, (ABB - Tmax T7) | EC000775 | 9677792 | Rittal |  |  |  | 1.26 | x |  |  | 19.404 | 2021-05-01 | 72.7 | 1 | piece(s) | 4028177805347 | PCE |  |  |  | 39191019
9677794 | SV | Contact hazard protection cover for component adaptor SV 967770X/71X | SV Contact hazard protection cover, for component adaptor SV 967770X/71X, (Eaton - NZM 4) | EC000775 | 9677794 | Rittal |  |  |  | 1.26 | x |  |  | 19.404 | 2021-05-01 | 72.7 | 1 | piece(s) | 4028177805354 | PCE |  |  |  | 39269097
9677796 | SV | Contact hazard protection cover | SV Contact hazard protection cover, for component adaptor SV 967770X/71X, (Siemens - 3VL7/3VL8) | EC000775 | 9677796 | Rittal |  |  |  | 1.26 | x |  |  | 19.404 | 2021-05-01 | 81.9 | 1 | piece(s) | 4028177805361 | PCE |  |  |  | 85472000
9677798 | SV | Contact hazard protection cover for component adaptor SV 967770X/71X | SV Contact hazard protection cover, for component adaptor SV 967770X/71X, (Schneider Electric - NS1600) | EC000775 | 9677798 | Rittal |  |  |  | 1.26 | x |  |  | 19.404 | 2021-05-01 | 81.9 | 1 | piece(s) | 4028177805378 | PCE |  |  |  | 85369095
9677810 | SV | SV Current converter, for NH slimline fuse-switch disconnector | SV Current converter, for, NH slimline fuse-switch disconnector/, NH slimeline switch-disconnector, size 00 (SV 9677XXX) | EC001660 | 9677810 | Rittal |  |  |  | 0.206 | x |  |  | 0.14 | 2021-05-01 | 25.4 | 1 | piece(s) | 4028177705234 | PCE |  |  |  | 85043129
9677840 | SV | SV Current converter, for NH slimline fuse-switch disconnector | SV Current converter, for NH slimline fuse-switch disconnector, size 1-3 (SV 9677XXX), 200 A/5 A, 50-60 Hz | EC001660 | 9677840 | Rittal |  |  |  | 0.327 | x |  |  | 1.12 | 2021-05-01 | 38.1 | 1 | piece(s) | 4028177705241 | PCE |  |  |  | 85043129
9677860 | SV | SV Current converter, for NH slimline fuse-switch disconnector | SV Current converter, for NH slimline fuse-switch disconnector, size 1-3 (SV 9677XXX), 250 A/5 A, 50-60 Hz | EC001660 | 9677860 | Rittal |  |  |  | 0.31 | x |  |  | 0.88 | 2021-05-01 | 38.1 | 1 | piece(s) | 4028177705258 | PCE |  |  |  | 85043129
9677870 | SV | SV Current converter, for NH slimline fuse-switch disconnector | SV Current converter, for NH slimline fuse-switch disconnector, size 1-3 (SV 9677XXX), 400 A/5 A, 50-60 Hz | EC001660 | 9677870 | Rittal |  |  |  | 0.31 | x |  |  | 0.88 | 2021-05-01 | 38.1 | 1 | piece(s) | 4028177705265 | PCE |  |  |  | 85043129
9677880 | SV | SV Current converter, for NH slimline fuse-switch disconnector | SV Current converter, for NH slimline fuse-switch disconnector, size 1-3 (SV 9677XXX), 600 A/5 A, 50-60 Hz | EC001660 | 9677880 | Rittal |  |  |  | 0.32 | x |  |  | 0.88 | 2021-05-01 | 58.1 | 1 | piece(s) | 4028177705272 | PCE |  |  |  | 85043129
9677900 | SV | Connection adaptor 800 A, 690 V, 3-pole, 185 mm cable outet bottom | SV Connection adaptor, 800 A, 690 V, 3-pole, 185 mm, cable outet bottom, round conductor connection 6-240 mm² | EC001531 | 9677900 | Rittal | 100 | 665 | 0 | 5 | x |  |  | 16.08 | 2021-05-01 | 141.9 | 1 | piece(s) | 4028177705289 | PCE | 3.128 | 3.128 | 370 | 85369010
9677905 | SV | Connection adaptor 1400 A, 690 V, 3-pole, 185 mm cable outet bottom | SV Connection adaptor, 1400 A, 690 V, 3-pole, 185 mm, cable outet bottom, round conductor connection 6-300 mm² | EC001531 | 9677905 | Rittal | 100 | 960 | 0 | 11.5 | x |  |  | 28.08 | 2021-05-01 | 671 | 1 | piece(s) | 4028177705296 | PCE | 4.41 | 4.41 | 370 | 85369010
9677910 | SV | Connection block 1600 A, 690 V, 1-pole cable outet top/bottom | SV Connection block, 1600 A, 690 V, 1-pole, cable outet top/bottom | EC001900 | 9677910 | Rittal | 98 | 0 | 0 | 0.982 | x |  |  | 1.1 | 2021-05-01 | 51.7 | 1 | piece(s) | 4028177705302 | PCE | 0.689 | 0.689 | 370 | 85369010
9677915 | SV | Connection block 1000 A, 690 V, 1-pole cable outet top/bottom | SV Connection block, 1000 A, 690 V, 1-pole, cable outet top/bottom, round conductor connection 185-300 mm² | EC001900 | 9677915 | Rittal | 98 | 0 | 0 | 1.35 | x |  |  | 1 | 2021-05-01 | 78 | 1 | piece(s) | 4028177806344 | PCE | 0.893 | 0.893 | 370 | 85369095
9677920 | SV | Connection block 1600 A, 690 V, 1-pole cable outet top/bottom | SV Connection block, 1600 A, 690 V, 1-pole, cable outet top/bottom, round conductor connection 240 mm² | EC001900 | 9677920 | Rittal | 98 | 0 | 0 | 1.66 | x |  |  | 0 | 2021-05-01 | 101 | 1 | piece(s) | 4028177806351 | PCE | 1.471 | 1.471 | 370 | 85369095
9677925 | SV | Contact hazard protection cover for connection block SV 9677910/915/920 | SV Contact hazard protection cover, for connection block SV 9677910/915/920 | EC000775 | 9677925 | Rittal | 105 | 245 | 0 | 0.32 | x |  |  | 3.509 | 2021-05-01 | 7.97 | 1 | piece(s) | 4028177806368 | PCE |  |  |  | 39269097
9680005 | VX | VX Fuse-switch disconnector enclosure, WHD: 1000x2000x600 mm, sheet steel | VX Fuse-switch disconnector enclosure, WHD: 1000x2000x600 mm, sheet steel | EC000261 | 9680005 | Rittal | 1000 | 2000 | 600 | 125.3 | x |  |  | 1368.738 | 2021-05-01 | 1368 | 1 | piece(s) | 4028177937062 | PCE |  |  |  | 94032080
9680025 | VX | VX Fuse-switch disconnector enclosure, WHD: 1000x2200x600 mm, sheet steel | VX Fuse-switch disconnector enclosure, WHD: 1000x2200x600 mm, sheet steel | EC000261 | 9680025 | Rittal | 1000 | 2200 | 600 | 135.2 | x |  |  | 1497.258 | 2021-05-01 | 1537 | 1 | piece(s) | 4028177937048 | PCE |  |  |  | 94032080
9680207 | VX | VX Fuse-switch disconnector enclosure, WHD: 1200x2000x800 mm, sheet steel | VX Fuse-switch disconnector enclosure, WHD: 1200x2000x800 mm, sheet steel | EC000261 | 9680207 | Rittal | 1200 | 2000 | 800 | 149.6 | x |  |  | 2105.76 | 2021-05-01 | 1483 | 1 | piece(s) | 4028177937079 | PCE |  |  |  | 94032080
9680227 | VX | VX Fuse-switch disconnector enclosure, WHD: 1200x2200x800 mm, sheet steel | VX Fuse-switch disconnector enclosure, WHD: 1200x2200x800 mm, sheet steel | EC000261 | 9680227 | Rittal | 1200 | 2200 | 800 | 158.9 | x |  |  | 2311.826 | 2021-05-01 | 1617 | 1 | piece(s) | 4028177937055 | PCE |  |  |  | 94032080
9680406 | VX | VX Modular enclosure, WHD: 400x2000x600 mm, sheet steel | VX Modular enclosure, WHdepth 400x2000x600 mm, sheet steel | EC000261 | 9680406 | Rittal | 400 | 2000 | 600 | 43.8 | x |  |  | 538.532 | 2021-05-01 | 216.4 | 1 | piece(s) | 4028177929609 | PCE |  |  |  | 94032080
9680408 | VX | VX Modular enclosure, WHD: 400x2000x800 mm, sheet steel | VX Modular enclosure, WHdepth 400x2000x800 mm, sheet steel | EC000261 | 9680408 | Rittal | 400 | 2000 | 800 | 46 | x |  |  | 700.083 | 2021-05-01 | 223.6 | 1 | piece(s) | 4028177929753 | PCE |  |  |  | 94032080
9680426 | VX | VX Modular enclosure, WHD: 400x2200x600 mm, sheet steel | VX Modular enclosure, WHdepth 400x2200x600 mm, sheet steel | EC000261 | 9680426 | Rittal | 400 | 2200 | 600 | 43.2 | x |  |  | 573.426 | 2021-05-01 | 238.4 | 1 | piece(s) | 4028177929739 | PCE |  |  |  | 94032080
9680428 | VX | VX Modular enclosure, WHD: 400x2200x800 mm, sheet steel | VX Modular enclosure, WHdepth 400x2200x800 mm, sheet steel | EC000261 | 9680428 | Rittal | 400 | 2200 | 800 | 46.1 | x |  |  | 743.002 | 2021-05-01 | 253.1 | 1 | piece(s) | 4028177929746 | PCE |  |  |  | 94032080
9680606 | VX | VX Modular enclosure, WHD: 600x2000x600 mm, sheet steel | VX Modular enclosure, WHdepth 600x2000x600 mm, sheet steel | EC000261 | 9680606 | Rittal | 600 | 2000 | 600 | 51 | x |  |  | 772.443 | 2021-05-01 | 249.6 | 1 | piece(s) | 4028177929579 | PCE |  |  |  | 94032080
9680608 | VX | VX Modular enclosure, WHD: 600x2000x800 mm, sheet steel | VX Modular enclosure, WHdepth 600x2000x800 mm, sheet steel | EC000261 | 9680608 | Rittal | 600 | 2000 | 800 | 53.7 | x |  |  | 1044.698 | 2021-05-01 | 259.5 | 1 | piece(s) | 4028177929593 | PCE |  |  |  | 94032080
9680626 | VX | VX Modular enclosure, WHD: 600x2200x600 mm, sheet steel | VX Modular enclosure, WHdepth 600x2200x600 mm, sheet steel | EC000261 | 9680626 | Rittal | 600 | 2200 | 600 | 54 | x |  |  | 849.303 | 2021-05-01 | 260.9 | 1 | piece(s) | 4028177929548 | PCE |  |  |  | 94032080
9680628 | VX | VX Modular enclosure, WHD: 600x2200x800 mm, sheet steel | VX Modular enclosure, WHdepth 600x2200x800 mm, sheet steel | EC000261 | 9680628 | Rittal | 600 | 2200 | 800 | 55.8 | x |  |  | 1127.763 | 2021-05-01 | 280 | 1 | piece(s) | 4028177929715 | PCE |  |  |  | 94032080
9680806 | VX | VX Modular enclosure, WHD: 800x2000x600 mm, sheet steel | VX Modular enclosure, WHdepth 800x2000x600 mm, sheet steel | EC000261 | 9680806 | Rittal | 800 | 2000 | 600 | 61 | x |  |  | 1044.698 | 2021-05-01 | 275 | 1 | piece(s) | 4028177929708 | PCE |  |  |  | 94032080
9680808 | VX | VX Modular enclosure, WHD: 800x2000x800 mm, sheet steel | VX Modular enclosure, WHdepth 800x2000x800 mm, sheet steel | EC000261 | 9680808 | Rittal | 800 | 2000 | 800 | 64.2 | x |  |  | 1425.276 | 2021-05-01 | 286 | 1 | piece(s) | 4028177929555 | PCE |  |  |  | 94032080
9680826 | VX | VX Modular enclosure, WHD: 800x2200x600 mm, sheet steel | VX Modular enclosure, WHdepth 800x2200x600 mm, sheet steel | EC000261 | 9680826 | Rittal | 800 | 2200 | 600 | 59.4 | x |  |  | 1127.763 | 2021-05-01 | 297 | 1 | piece(s) | 4028177929760 | PCE |  |  |  | 94032080
9680828 | VX | VX Modular enclosure, WHD: 800x2200x800 mm, sheet steel | VX Modular enclosure, WHdepth 800x2200x800 mm, sheet steel | EC000261 | 9680828 | Rittal | 800 | 2200 | 800 | 66 | x |  |  | 1618.68 | 2021-05-01 | 316 | 1 | piece(s) | 4028177929586 | PCE |  |  |  | 94032080
9681204 | SV | SV Perforated mounting strip, L: 198 mm, for partial door WH: 400x150-800 mm | SV Perforated mounting strip, L: 198 mm, for partial door WH: 400x150-800 mm | EC000386 | 9681204 | Rittal |  |  |  | 0.64 | x |  |  | 0 | 2021-05-01 | 32 | 10 | piece(s) | 4028177930353 | PK |  |  |  | 73269098
9681206 | SV | SV Perforated mounting strip, L: 398 mm, for partial door WH: 600x150-800 mm | SV Perforated mounting strip, L: 398 mm, for partial door WH: 600x150-800 mm | EC000386 | 9681206 | Rittal |  |  |  | 1.28 | x |  |  | 1.26 | 2021-05-01 | 34.9 | 10 | piece(s) | 4028177930049 | PK |  |  |  | 73269098
9681208 | SV | SV Perforated mounting strip, L: 598 mm, for partial door WH: 800x150-800 mm | SV Perforated mounting strip, L: 598 mm, for partial door WH: 800x150-800 mm | EC000386 | 9681208 | Rittal |  |  |  | 1.82 | x |  |  | 1.83 | 2021-05-01 | 41.2 | 10 | piece(s) | 4028177930032 | PK |  |  |  | 39269097
9681514 | SV | VX Roof plate, WD: 1100x400 mm, for cable entry glands | VX Roof plate, Wdepth 1100x400 mm, for cable entry glands | EC000744 | 9681514 | Rittal |  |  |  | 5.2 | x |  |  | 32.7 | 2021-05-01 | 43.3 | 1 | piece(s) | 4028177926622 | PCE |  |  |  | 94039010
9681516 | SV | VX Roof plate, WD: 1100x600 mm, for cable entry glands | VX Roof plate, Wdepth 1100x600 mm, for cable entry glands | EC000744 | 9681516 | Rittal |  |  |  | 6.7 | x |  |  | 46.107 | 2021-05-01 | 55.9 | 1 | piece(s) | 4028177926578 | PCE |  |  |  | 94039010
9681546 | SV | VX Roof plate, WD: 400x600 mm, for cable entry glands | VX Roof plate, Wdepth 400x600 mm, for cable entry glands | EC000744 | 9681546 | Rittal |  |  |  | 1.52 | x |  |  | 14.82 | 2021-05-01 | 35 | 1 | piece(s) | 4028177926615 | PCE |  |  |  | 94039010
9681548 | SV | VX Roof plate, WD: 400x800 mm, for cable entry glands | VX Roof plate, Wdepth 400x800 mm, for cable entry glands | EC000744 | 9681548 | Rittal |  |  |  | 3.42 | x |  |  | 19.38 | 2021-05-01 | 65.5 | 1 | piece(s) | 4028177926561 | PCE |  |  |  | 94039010
9681564 | SV | VX Roof plate, WD: 600x400 mm, for cable entry glands | VX Roof plate, Wdepth 600x400 mm, for cable entry glands | EC000744 | 9681564 | Rittal |  |  |  | 2.92 | x |  |  | 13.585 | 2021-05-01 | 32.1 | 1 | piece(s) | 4028177926646 | PCE |  |  |  | 94039010
9681566 | SV | VX Roof plate, WD: 600x600 mm, for cable entry glands | VX Roof plate, Wdepth 600x600 mm, for cable entry glands | EC000744 | 9681566 | Rittal |  |  |  | 4 | x |  |  | 16.965 | 2021-05-01 | 40.2 | 1 | piece(s) | 4028177926608 | PCE |  |  |  | 94039010
9681568 | SV | VX Roof plate, WD: 600x800 mm, for cable entry glands | VX Roof plate, Wdepth 600x800 mm, for cable entry glands | EC000744 | 9681568 | Rittal |  |  |  | 3.98 | x |  |  | 22.185 | 2021-05-01 | 51.8 | 1 | piece(s) | 4028177926554 | PCE |  |  |  | 94039010
9681586 | SV | VX Roof plate, WD: 800x600 mm, for cable entry glands | VX Roof plate, Wdepth 800x600 mm, for cable entry glands | EC000744 | 9681586 | Rittal |  |  |  | 4.38 | x |  |  | 31.86 | 2021-05-01 | 51.8 | 1 | piece(s) | 4028177926592 | PCE |  |  |  | 94039010
9681588 | SV | VX Roof plate, WD: 800x800 mm, for cable entry glands | VX Roof plate, Wdepth 800x800 mm, for cable entry glands | EC000744 | 9681588 | Rittal |  |  |  | 6.54 | x |  |  | 36.465 | 2021-05-01 | 62.3 | 1 | piece(s) | 4028177926547 | PCE |  |  |  | 94039010
9681594 | SV | VX Roof plate, WD: 850x400 mm, for cable entry glands | VX Roof plate, Wdepth 850x400 mm, for cable entry glands | EC000744 | 9681594 | Rittal |  |  |  | 4.04 | x |  |  | 20.52 | 2021-05-01 | 37.7 | 1 | piece(s) | 4028177926639 | PCE |  |  |  | 94039010
9681596 | SV | VX Roof plate, WD: 850x600 mm, for cable entry glands | VX Roof plate, Wdepth 850x600 mm, for cable entry glands | EC000744 | 9681596 | Rittal |  |  |  | 5.4 | x |  |  | 35.784 | 2021-05-01 | 47.6 | 1 | piece(s) | 4028177926585 | PCE |  |  |  | 94039010
9681646 | SV | VX Roof plate, WD: 400x600 mm, IP 56 | VX Roof plate, Wdepth 400x600 mm, IP 55 | EC000744 | 9681646 | Rittal |  |  |  | 3.68 | x |  |  | 14.82 | 2021-05-01 | 26.2 | 1 | piece(s) | 4028177926820 | PCE |  |  |  | 94032080
9681648 | SV | VX Roof plate, WD: 400x800 mm, IP 56 | VX Roof plate, Wdepth 400x800 mm, IP 55 | EC000744 | 9681648 | Rittal |  |  |  | 4.9 | x |  |  | 18.468 | 2021-05-01 | 34.2 | 1 | piece(s) | 4028177926776 | PCE |  |  |  | 94039010
9681660 | SV | Roof plate IP 55, solid for VX, VX IT, 600x1000 mm, RAL 7035 | SV roof plate, WD: 600 x 1000 mm, IP 55, for VX, VX IT | EC000744 | 9681660 | Rittal |  |  |  | 8.46 | x |  |  | 21.889 | 2021-05-01 | 63 | 1 | piece(s) | 4028177954052 | PCE |  |  |  | 94039010
9681662 | SV | Roof plate IP 55, solid for VX, VX IT, 600x1200 mm, RAL 7035 | SV roof plate, WD: 600 x 1200 mm, IP 55, for VX, VX IT | EC000744 | 9681662 | Rittal |  |  |  | 10.24 | x |  |  | 12.5 | 2021-05-01 | 70.3 | 1 | piece(s) | 4028177954069 | PCE |  |  |  | 94039010
9681666 | SV | VX Roof plate, WD: 600x600 mm, IP 56 | VX Roof plate, Wdepth 600x600 mm, IP 55 | EC000744 | 9681666 | Rittal |  |  |  | 5.56 | x |  |  | 16.965 | 2021-05-01 | 35.8 | 1 | piece(s) | 4028177926813 | PCE |  |  |  | 94032080
9681668 | SV | VX Roof plate, WD: 600x800 mm, IP 56 | VX Roof plate, Wdepth 600x800 mm, IP 55 | EC000744 | 9681668 | Rittal |  |  |  | 7.28 | x |  |  | 22.185 | 2021-05-01 | 47.5 | 1 | piece(s) | 4028177926769 | PCE |  |  |  | 94039010
9681680 | SV | Roof plate IP 55, solid for VX, VX IT, 800x1000 mm, RAL 7035 | SV roof plate, WD: 800 x 1000 mm, IP 55, for VX, VX IT | EC000744 | 9681680 | Rittal |  |  |  | 11.24 | x |  |  | 37.206 | 2021-05-01 | 71.9 | 1 | piece(s) | 4028177954076 | PCE |  |  |  | 94039010
9681682 | SV | Roof plate IP 55, solid for VX, VX IT, 800x1200 mm, RAL 7035 | SV roof plate, WD: 800 x 1200 mm, IP 55, for VX, VX IT | EC000744 | 9681682 | Rittal |  |  |  | 13.36 | x |  |  | 44.615 | 2021-05-01 | 73.5 | 1 | piece(s) | 4028177954045 | PCE |  |  |  | 94039010
9681686 | SV | VX Roof plate, WD: 800x600 mm, IP 56 | VX Roof plate, Wdepth 800x600 mm, IP 55 | EC000744 | 9681686 | Rittal |  |  |  | 7.24 | x |  |  | 22.185 | 2021-05-01 | 47.5 | 1 | piece(s) | 4028177926806 | PCE |  |  |  | 94039010
9681688 | SV | VX Roof plate, WD: 800x800 mm, IP 56 | VX Roof plate, Wdepth 800x800 mm, IP 55 | EC000744 | 9681688 | Rittal |  |  |  | 9.38 | x |  |  | 31.875 | 2021-05-01 | 51.5 | 1 | piece(s) | 4028177926752 | PCE |  |  |  | 94039010
9681806 | SV | VX Roof plate, WD: 1000x600 mm, IP 2X, H: 72 mm, with ventilation hole | VX Roof plate, Wdepth 1000x600 mm, IP 2X, H: 72 mm, with ventilation hole | EC000744 | 9681806 | Rittal |  |  |  | 10.6 | x |  |  | 56.43 | 2021-05-01 | 60.5 | 1 | piece(s) | 4028177926707 | PCE |  |  |  | 94039010
9681808 | SV | VX Roof plate, WD: 1000x800 mm, IP 2X, H: 72 mm, with ventilation hole | VX Roof plate, Wdepth 1000x800 mm, IP 2X, H: 72 mm, with ventilation hole | EC000744 | 9681808 | Rittal |  |  |  | 13.52 | x |  |  | 75.24 | 2021-05-01 | 69 | 1 | piece(s) | 4028177926677 | PCE |  |  |  | 94039010
9681826 | SV | VX Roof plate, WD: 1200x600 mm, IP 2X, H: 72 mm, with ventilation hole | VX Roof plate, Wdepth 1200x600 mm, IP 2X, H: 72 mm, with ventilation hole | EC000744 | 9681826 | Rittal |  |  |  | 12.26 | x |  |  | 67.83 | 2021-05-01 | 74 | 1 | piece(s) | 4028177926783 | PCE |  |  |  | 94039010
9681828 | SV | VX Roof plate, WD: 1200x800 mm, IP 2X, H: 72 mm, with ventilation hole | VX Roof plate, Wdepth 1200x800 mm, IP 2X, H: 72 mm, with ventilation hole | EC000744 | 9681828 | Rittal |  |  |  | 15.7 | x |  |  | 90.44 | 2021-05-01 | 93.2 | 1 | piece(s) | 4028177926653 | PCE |  |  |  | 94039010
9681846 | SV | VX Roof plate, WD: 400x600 mm, IP 2X, H: 72 mm, with ventilation hole | VX Roof plate, Wdepth 400x600 mm, IP 2X, H: 72 mm, with ventilation hole | EC000744 | 9681846 | Rittal |  |  |  | 4.88 | x |  |  | 22.42 | 2021-05-01 | 41.7 | 1 | piece(s) | 4028177926738 | PCE |  |  |  | 94039010
9681848 | SV | VX Roof plate, WD: 400x800 mm, IP 2X, H: 72 mm, with ventilation hole | VX Roof plate, Wdepth 400x800 mm, IP 2X, H: 72 mm, with ventilation hole | EC000744 | 9681848 | Rittal |  |  |  | 6.18 | x |  |  | 30.02 | 2021-05-01 | 51.6 | 1 | piece(s) | 4028177926691 | PCE |  |  |  | 94039010
9681866 | SV | VX Roof plate, WD: 600x600 mm, IP 2X, H: 72 mm, with ventilation hole | VX Roof plate, Wdepth 600x600 mm, IP 2X, H: 72 mm, with ventilation hole | EC000744 | 9681866 | Rittal |  |  |  | 6.52 | x |  |  | 33.63 | 2021-05-01 | 46.2 | 1 | piece(s) | 4028177926721 | PCE |  |  |  | 94039010
9681868 | SV | VX Roof plate, WD: 600x800 mm, IP 2X, H: 72 mm, with ventilation hole | VX Roof plate, Wdepth 600x800 mm, IP 2X, H: 72 mm, with ventilation hole | EC000744 | 9681868 | Rittal |  |  |  | 8.54 | x |  |  | 45.03 | 2021-05-01 | 51.9 | 1 | piece(s) | 4028177926684 | PCE |  |  |  | 94039010
9681886 | SV | VX Roof plate, WD: 800x600 mm, IP 2X, H: 72 mm, with ventilation hole | VX Roof plate, Wdepth 800x600 mm, IP 2X, H: 72 mm, with ventilation hole | EC000744 | 9681886 | Rittal |  |  |  | 8.62 | x |  |  | 45.03 | 2021-05-01 | 53.3 | 1 | piece(s) | 4028177926714 | PCE |  |  |  | 94039010
9681888 | SV | VX Roof plate, WD: 800x800 mm, IP 2X, H: 72 mm, with ventilation hole | VX Roof plate, Wdepth 800x800 mm, IP 2X, H: 72 mm, with ventilation hole | EC000744 | 9681888 | Rittal |  |  |  | 10.29 | x |  |  | 60.04 | 2021-05-01 | 59.1 | 1 | piece(s) | 4028177926660 | PCE |  |  |  | 94039010
9682104 | SV | VX Partial door, WH: 1000x400 mm, | VX Partial door, WH: 1000x400 mm, sheet steel | EC000747 | 9682104 | Rittal | 1000 | 400 | 0 | 8.12 | x |  |  | 32.595 | 2021-05-01 | 61.8 | 1 | piece(s) | 4028177929043 | PCE |  |  |  | 94039010
9682106 | SV | VX Partial door, WH: 1000x600 mm, | VX Partial door, WH: 1000x600 mm, sheet steel | EC000747 | 9682106 | Rittal | 1000 | 600 | 0 | 12.6 | x |  |  | 44.676 | 2021-05-01 | 72 | 1 | piece(s) | 4028177929173 | PCE |  |  |  | 94039010
9682108 | SV | VX Partial door, WH: 1000x800 mm, | VX Partial door, WH: 1000x800 mm, sheet steel | EC000747 | 9682108 | Rittal | 1000 | 800 | 0 | 16.04 | x |  |  | 54.648 | 2021-05-01 | 85 | 1 | piece(s) | 4028177929159 | PCE |  |  |  | 94039010
9682124 | SV | VX Partial door, WH: 1200x400 mm, | VX Partial door, WH: 1200x400 mm, sheet steel | EC000747 | 9682124 | Rittal | 1200 | 400 | 0 | 11.56 | x |  |  | 34.32 | 2021-05-01 | 66.6 | 1 | piece(s) | 4028177928954 | PCE |  |  |  | 94039010
9682126 | SV | VX Partial door, WH: 1200x600 mm, | VX Partial door, WH: 1200x600 mm, sheet steel | EC000747 | 9682126 | Rittal | 1200 | 600 | 0 | 15.18 | x |  |  | 53.802 | 2021-05-01 | 84.9 | 1 | piece(s) | 4028177928787 | PCE |  |  |  | 94039010
9682128 | SV | VX Partial door, WH: 1200x800 mm, | VX Partial door, WH: 1200x800 mm, sheet steel | EC000747 | 9682128 | Rittal | 1200 | 800 | 0 | 19.88 | x |  |  | 68.076 | 2021-05-01 | 102.5 | 1 | piece(s) | 4028177929166 | PCE |  |  |  | 94039010
9682140 | SV | VX Partial door, WH: 400x1000 mm | VX Partial door, WH: 400x1000 mm sheet steel | EC000747 | 9682140 | Rittal | 400 | 1000 | 0 | 8.66 | x |  |  | 29.172 | 2021-05-01 | 60.6 | 1 | piece(s) | 4028177928862 | PCE |  |  |  | 94039010
9682142 | SV | VX Partial door, WH: 400x200 mm | VX Partial door, WH: 400x200 mm sheet steel | EC000747 | 9682142 | Rittal | 400 | 200 | 0 | 2.44 | x |  |  | 8.568 | 2021-05-01 | 31.5 | 1 | piece(s) | 4028177929005 | PCE |  |  |  | 94039010
9682143 | SV | VX Partial door, WH: 400x300 mm | VX Partial door, WH: 400x300 mm sheet steel | EC000747 | 9682143 | Rittal | 400 | 300 | 0 | 3.16 | x |  |  | 10.836 | 2021-05-01 | 34.1 | 1 | piece(s) | 4028177928992 | PCE |  |  |  | 94039010
9682144 | SV | VX Partial door, WH: 400x400 mm | VX Partial door, WH: 400x400 mm sheet steel | EC000747 | 9682144 | Rittal | 400 | 400 | 0 | 4 | x |  |  | 12.097 | 2021-05-01 | 36.8 | 1 | piece(s) | 4028177929012 | PCE |  |  |  | 94039010
9682146 | SV | VX Partial door, WH: 400x600 mm | VX Partial door, WH: 400x600 mm sheet steel | EC000747 | 9682146 | Rittal | 400 | 600 | 0 | 5.52 | x |  |  | 25.83 | 2021-05-01 | 47.5 | 1 | piece(s) | 4028177929111 | PCE |  |  |  | 94039010
9682148 | SV | VX Partial door, WH: 400x800 mm | VX Partial door, WH: 400x800 mm sheet steel | EC000747 | 9682148 | Rittal | 400 | 800 | 0 | 7.1 | x |  |  | 26.244 | 2021-05-01 | 52.7 | 1 | piece(s) | 4028177928886 | PCE |  |  |  | 94039010
9682150 | SV | VX Partial door, WH: 400x2000 mm | VX Partial door, WH: 400x2000 mm sheet steel | EC000747 | 9682150 | Rittal | 400 | 2000 | 0 | 16 | x |  |  | 48.257 | 2021-05-01 | 104.8 | 1 | piece(s) | 4028177928831 | PCE |  |  |  | 94039010
9682152 | SV | VX Partial door, WH: 400x1200 mm | VX Partial door, WH: 400x1200 mm sheet steel | EC000747 | 9682152 | Rittal | 400 | 1200 | 0 | 10.34 | x |  |  | 39.162 | 2021-05-01 | 71.3 | 1 | piece(s) | 4028177928893 | PCE |  |  |  | 94039010
9682154 | SV | VX Partial door, WH: 400x1400 mm | VX Partial door, WH: 400x1400 mm sheet steel | EC000747 | 9682154 | Rittal | 400 | 1400 | 0 | 11.56 | x |  |  | 38.222 | 2021-05-01 | 81.3 | 1 | piece(s) | 4028177928749 | PCE |  |  |  | 94039010
9682156 | SV | VX Partial door, WH: 400x1600 mm | VX Partial door, WH: 400x1600 mm sheet steel | EC000747 | 9682156 | Rittal | 400 | 1600 | 0 | 13.2 | x |  |  | 43.848 | 2021-05-01 | 89 | 1 | piece(s) | 4028177928855 | PCE |  |  |  | 94039010
9682158 | SV | VX Partial door, WH: 400x1800 mm | VX Partial door, WH: 400x1800 mm sheet steel | EC000747 | 9682158 | Rittal | 400 | 1800 | 0 | 14.5 | x |  |  | 47.232 | 2021-05-01 | 93.4 | 1 | piece(s) | 4028177928947 | PCE |  |  |  | 94039010
9682160 | SV | VX Partial door, WH: 600x1000 mm | VX Partial door, WH: 600x1000 mm sheet steel | EC000747 | 9682160 | Rittal | 600 | 1000 | 0 | 14.14 | x |  |  | 44.676 | 2021-05-01 | 85.9 | 1 | piece(s) | 4028177929074 | PCE |  |  |  | 94039010
9682161 | SV | VX Partial door, WH: 600x150 mm | VX Partial door, WH: 600x150 mm sheet steel | EC000747 | 9682161 | Rittal | 600 | 150 | 0 | 2.9 | x |  |  | 10.248 | 2021-05-01 | 30.1 | 1 | piece(s) | 4028177928879 | PCE |  |  |  | 94039010
9682162 | SV | VX Partial door, WH: 600x200 mm | VX Partial door, WH: 600x200 mm sheet steel | EC000747 | 9682162 | Rittal | 600 | 200 | 0 | 3.52 | x |  |  | 12.648 | 2021-05-01 | 33.6 | 1 | piece(s) | 4028177929081 | PCE |  |  |  | 94039010
9682163 | SV | VX Partial door, WH: 600x300 mm | VX Partial door, WH: 600x300 mm sheet steel | EC000747 | 9682163 | Rittal | 600 | 300 | 0 | 4.5 | x |  |  | 15.996 | 2021-05-01 | 38.3 | 1 | piece(s) | 4028177928848 | PCE |  |  |  | 94039010
9682164 | SV | VX Partial door, WH: 600x400 mm | VX Partial door, WH: 600x400 mm sheet steel | EC000747 | 9682164 | Rittal | 600 | 400 | 0 | 5.7 | x |  |  | 20.088 | 2021-05-01 | 42.5 | 1 | piece(s) | 4028177929104 | PCE |  |  |  | 94039010
9682166 | SV | VX Partial door, WH: 600x600 mm | VX Partial door, WH: 600x600 mm sheet steel | EC000747 | 9682166 | Rittal | 600 | 600 | 0 | 7.7 | x |  |  | 27.156 | 2021-05-01 | 59.6 | 1 | piece(s) | 4028177928961 | PCE |  |  |  | 94039010
9682167 | SV | VX Partial door, WH: 600x600 mm, with viewing window | VX Partial door, WH: 600x600 mm, with viewing window sheet steel | EC000747 | 9682167 | Rittal | 600 | 600 | 0 | 7.98 | x |  |  | 24.156 | 2021-05-01 | 128.9 | 1 | piece(s) | 4028177928770 | PCE |  |  |  | 94039010
9682168 | SV | VX Partial door, WH: 600x800 mm | VX Partial door, WH: 600x800 mm sheet steel | EC000747 | 9682168 | Rittal | 600 | 800 | 0 | 10.28 | x |  |  | 36.135 | 2021-05-01 | 76.2 | 1 | piece(s) | 4028177929142 | PCE |  |  |  | 94039010
9682169 | SV | VX Partial door, WH: 600x800 mm, with viewing window | VX Partial door, WH: 600x800 mm, with viewing window sheet steel | EC000747 | 9682169 | Rittal | 600 | 800 | 0 | 9.72 | x |  |  | 36.408 | 2021-05-01 | 144.4 | 1 | piece(s) | 4028177929180 | PCE |  |  |  | 94039010
9682170 | SV | VX Partial door, WH: 600x2000 mm | VX Partial door, WH: 600x2000 mm sheet steel | EC000747 | 9682170 | Rittal | 600 | 2000 | 0 | 26.5 | x |  |  | 79.608 | 2021-05-01 | 145.1 | 1 | piece(s) | 4028177928923 | PCE |  |  |  | 94039010
9682172 | SV | VX Partial door, WH: 600x1200 mm | VX Partial door, WH: 600x1200 mm sheet steel | EC000747 | 9682172 | Rittal | 600 | 1200 | 0 | 16.74 | x |  |  | 53.436 | 2021-05-01 | 102.5 | 1 | piece(s) | 4028177929067 | PCE |  |  |  | 94039010
9682174 | SV | VX Partial door, WH: 600x1400 mm | VX Partial door, WH: 600x1400 mm sheet steel | EC000747 | 9682174 | Rittal | 600 | 1400 | 0 | 19 | x |  |  | 51.332 | 2021-05-01 | 114.4 | 1 | piece(s) | 4028177928824 | PCE |  |  |  | 94039010
9682176 | SV | VX Partial door, WH: 600x1600 mm | VX Partial door, WH: 600x1600 mm sheet steel | EC000747 | 9682176 | Rittal | 600 | 1600 | 0 | 21 | x |  |  | 63.318 | 2021-05-01 | 129.5 | 1 | piece(s) | 4028177929098 | PCE |  |  |  | 94039010
9682178 | SV | VX Partial door, WH: 600x1800 mm | VX Partial door, WH: 600x1800 mm sheet steel | EC000747 | 9682178 | Rittal | 600 | 1800 | 0 | 24.18 | x |  |  | 71.217 | 2021-05-01 | 137.9 | 1 | piece(s) | 4028177928978 | PCE |  |  |  | 94039010
9682180 | SV | VX Partial door, WH: 800x1000 mm | VX Partial door, WH: 800x1000 mm sheet steel | EC000747 | 9682180 | Rittal | 800 | 1000 | 0 | 18.3 | x |  |  | 36.135 | 2021-05-01 | 105.8 | 1 | piece(s) | 4028177928909 | PCE |  |  |  | 94039010
9682181 | SV | VX Partial door, WH: 800x150 mm | VX Partial door, WH: 800x150 mm sheet steel | EC000747 | 9682181 | Rittal | 800 | 150 | 0 | 3.78 | x |  |  | 14.094 | 2021-05-01 | 34.2 | 1 | piece(s) | 4028177928817 | PCE |  |  |  | 94039010
9682182 | SV | VX Partial door, WH: 800x200 mm | VX Partial door, WH: 800x200 mm sheet steel | EC000747 | 9682182 | Rittal | 800 | 200 | 0 | 4.5 | x |  |  | 16.728 | 2021-05-01 | 37.7 | 1 | piece(s) | 4028177928985 | PCE |  |  |  | 94039010
9682183 | SV | VX Partial door, WH: 800x300 mm | VX Partial door, WH: 800x300 mm sheet steel | EC000747 | 9682183 | Rittal | 800 | 300 | 0 | 5.98 | x |  |  | 21.516 | 2021-05-01 | 40.5 | 1 | piece(s) | 4028177928800 | PCE |  |  |  | 94039010
9682184 | SV | VX Partial door, WH: 800x400 mm | VX Partial door, WH: 800x400 mm sheet steel | EC000747 | 9682184 | Rittal | 800 | 400 | 0 | 7.32 | x |  |  | 26.73 | 2021-05-01 | 48.9 | 1 | piece(s) | 4028177929036 | PCE |  |  |  | 94039010
9682186 | SV | VX Partial door, WH: 800x600 mm | VX Partial door, WH: 800x600 mm sheet steel | EC000747 | 9682186 | Rittal | 800 | 600 | 0 | 10.3 | x |  |  | 36.383 | 2021-05-01 | 58.9 | 1 | piece(s) | 4028177928930 | PCE |  |  |  | 94039010
9682187 | SV | VX Partial door, WH: 800x600 mm, with viewing window | VX Partial door, WH: 800x600 mm, with viewing window sheet steel | EC000747 | 9682187 | Rittal | 800 | 600 | 0 | 10.02 | x |  |  | 32.923 | 2021-05-01 | 139.1 | 1 | piece(s) | 4028177928756 | PCE |  |  |  | 94039010
9682188 | SV | VX Partial door, WH: 800x800 mm | VX Partial door, WH: 800x800 mm sheet steel | EC000747 | 9682188 | Rittal | 800 | 800 | 0 | 13.16 | x |  |  | 45.477 | 2021-05-01 | 82.6 | 1 | piece(s) | 4028177928916 | PCE |  |  |  | 94039010
9682190 | SV | VX Partial door, WH: 800x2000 mm | VX Partial door, WH: 800x2000 mm sheet steel | EC000747 | 9682190 | Rittal | 800 | 2000 | 0 | 33.5 | x |  |  | 103.518 | 2021-05-01 | 159 | 1 | piece(s) | 4028177929128 | PCE |  |  |  | 94039010
9682192 | SV | VX Partial door, WH: 800x1200 mm | VX Partial door, WH: 800x1200 mm sheet steel | EC000747 | 9682192 | Rittal | 800 | 1200 | 0 | 21.4 | x |  |  | 67.155 | 2021-05-01 | 111.8 | 1 | piece(s) | 4028177929135 | PCE |  |  |  | 94039010
9682194 | SV | VX Partial door, WH: 800x1400 mm | VX Partial door, WH: 800x1400 mm sheet steel | EC000747 | 9682194 | Rittal | 800 | 1400 | 0 | 24.66 | x |  |  | 74.141 | 2021-05-01 | 126.2 | 1 | piece(s) | 4028177928794 | PCE |  |  |  | 94039010
9682196 | SV | VX Partial door, WH: 800x1600 mm | VX Partial door, WH: 800x1600 mm sheet steel | EC000747 | 9682196 | Rittal | 800 | 1600 | 0 | 28 | x |  |  | 74.8 | 2021-05-01 | 132.1 | 1 | piece(s) | 4028177929050 | PCE |  |  |  | 94039010
9682198 | SV | VX Partial door, WH: 800x1800 mm | VX Partial door, WH: 800x1800 mm sheet steel | EC000747 | 9682198 | Rittal | 800 | 1800 | 0 | 31 | x |  |  | 92.64 | 2021-05-01 | 144.8 | 1 | piece(s) | 4028177928763 | PCE |  |  |  | 94039010
9682314 | SV | VX Front trim panel, top, IP 54, WH: 400x100 mm | VX Front trim panel, top, IP 54, WH: 400x100 mm sheet steel | EC000456 | 9682314 | Rittal |  | 100 |  | 1.01 | x |  |  | 5.364 | 2021-05-01 | 27 | 1 | piece(s) | 4028177929630 | PCE |  |  |  | 94039010
9682316 | SV | VX Front trim panel, top, IP 54, WH: 600x100 mm | VX Front trim panel, top, IP 54, WH: 600x100 mm sheet steel | EC000456 | 9682316 | Rittal |  | 100 |  | 1.42 | x |  |  | 8.742 | 2021-05-01 | 29.8 | 1 | piece(s) | 4028177929623 | PCE |  |  |  | 94039010
9682318 | SV | VX Front trim panel, top, IP 54, WH: 800x100 mm | VX Front trim panel, top, IP 54, WH: 800x100 mm sheet steel | EC000456 | 9682318 | Rittal |  | 100 |  | 1.86 | x |  |  | 9.9 | 2021-05-01 | 37.1 | 1 | piece(s) | 4028177929654 | PCE |  |  |  | 94039010
9682320 | SV | VX Front trim panel, top, IP 54, WH: 1000x300 mm | VX Front trim panel, top, IP 54, WH: 1000x300 mm sheet steel | EC000456 | 9682320 | Rittal |  | 300 |  | 4.8 | x |  |  | 23.887 | 2021-05-01 | 50.1 | 1 | piece(s) | 4028177929685 | PCE |  |  |  | 94039010
9682322 | SV | VX Front trim panel, top, IP 54, WH: 1200x300 mm | VX Front trim panel, top, IP 54, WH: 1200x300 mm sheet steel | EC000456 | 9682322 | Rittal |  | 300 |  | 5.96 | x |  |  | 31.476 | 2021-05-01 | 64.9 | 1 | piece(s) | 4028177929692 | PCE |  |  |  | 94039010
9682324 | SV | VX Front trim panel, top, IP 54, WH: 400x300 mm | VX Front trim panel, top, IP 54, WH: 400x300 mm sheet steel | EC000456 | 9682324 | Rittal |  | 300 |  | 2.26 | x |  |  | 9.702 | 2021-05-01 | 32.7 | 1 | piece(s) | 4028177929647 | PCE |  |  |  | 94039010
9682326 | SV | VX Front trim panel, top, IP 54, WH: 600x300 mm | VX Front trim panel, top, IP 54, WH: 600x300 mm sheet steel | EC000456 | 9682326 | Rittal |  | 300 |  | 3.14 | x |  |  | 15.738 | 2021-05-01 | 37.8 | 1 | piece(s) | 4028177929678 | PCE |  |  |  | 94039010
9682328 | SV | VX Front trim panel, top, IP 54, WH: 800x300 mm | VX Front trim panel, top, IP 54, WH: 800x300 mm sheet steel | EC000456 | 9682328 | Rittal |  | 300 |  | 4.08 | x |  |  | 21.156 | 2021-05-01 | 43.2 | 1 | piece(s) | 4028177929661 | PCE |  |  |  | 94039010
9682330 | SV | VX Front trim panel, bottom, IP 54, WH: 1000x100 mm | VX Front trim panel, bottom, IP 54, WH: 1000x100 mm sheet steel | EC000456 | 9682330 | Rittal |  | 100 |  | 3.28 | x |  |  | 14.076 | 2021-05-01 | 52.2 | 1 | piece(s) | 4028177929913 | PCE |  |  |  | 94039010
9682332 | SV | VX Front trim panel, bottom, IP 54, WH: 1200x100 mm | VX Front trim panel, bottom, IP 54, WH: 1200x100 mm sheet steel | EC000456 | 9682332 | Rittal |  | 100 |  | 3.24 | x |  |  | 16.698 | 2021-05-01 | 66.3 | 1 | piece(s) | 4028177929951 | PCE |  |  |  | 94039010
9682334 | SV | VX Front trim panel, bottom, IP 54, WH: 400x100 mm | VX Front trim panel, bottom, IP 54, WH: 400x100 mm sheet steel | EC000456 | 9682334 | Rittal |  | 100 |  | 1.362 | x |  |  | 5.136 | 2021-05-01 | 28.6 | 1 | piece(s) | 4028177929791 | PCE |  |  |  | 94039010
9682336 | SV | VX Front trim panel, bottom, IP 54, WH: 600x100 mm | VX Front trim panel, bottom, IP 54, WH: 600x100 mm sheet steel | EC000456 | 9682336 | Rittal |  | 100 |  | 1.9 | x |  |  | 8.556 | 2021-05-01 | 32.1 | 1 | piece(s) | 4028177929937 | PCE |  |  |  | 94039010
9682338 | SV | VX Front trim panel, bottom, IP 54, WH: 800x100 mm | VX Front trim panel, bottom, IP 54, WH: 800x100 mm sheet steel | EC000456 | 9682338 | Rittal |  | 100 |  | 2.46 | x |  |  | 11.316 | 2021-05-01 | 36.9 | 1 | piece(s) | 4028177929906 | PCE |  |  |  | 94039010
9682340 | SV | VX Front trim panel, bottom, IP 54, WH: 1000x300 mm | VX Front trim panel, bottom, IP 54, WH: 1000x300 mm sheet steel | EC000456 | 9682340 | Rittal |  | 300 |  | 5.86 | x |  |  | 26.316 | 2021-05-01 | 47.3 | 1 | piece(s) | 4028177929920 | PCE |  |  |  | 94039010
9682342 | SV | VX Front trim panel, bottom, IP 54, WH: 1200x300 mm | VX Front trim panel, bottom, IP 54, WH: 1200x300 mm sheet steel | EC000456 | 9682342 | Rittal |  | 300 |  | 6.9 | x |  |  | 31.218 | 2021-05-01 | 65.2 | 1 | piece(s) | 4028177929968 | PCE |  |  |  | 94039010
9682344 | SV | VX Front trim panel, bottom, IP 54, WH: 400x300 mm | VX Front trim panel, bottom, IP 54, WH: 400x300 mm sheet steel | EC000456 | 9682344 | Rittal |  | 300 |  | 2.575 | x |  |  | 9.933 | 2021-05-01 | 42 | 1 | piece(s) | 4028177929821 | PCE |  |  |  | 94039010
9682346 | SV | VX Front trim panel, bottom, IP 54, WH: 600x300 mm | VX Front trim panel, bottom, IP 54, WH: 600x300 mm sheet steel | EC000456 | 9682346 | Rittal |  | 300 |  | 3.64 | x |  |  | 14.091 | 2021-05-01 | 44.5 | 1 | piece(s) | 4028177929975 | PCE |  |  |  | 94039010
9682348 | SV | VX Front trim panel, bottom, IP 54, WH: 800x300 mm | VX Front trim panel, bottom, IP 54, WH: 800x300 mm sheet steel | EC000456 | 9682348 | Rittal |  | 300 |  | 4.58 | x |  |  | 18.827 | 2021-05-01 | 52.3 | 1 | piece(s) | 4028177929845 | PCE |  |  |  | 94039010
9682350 | SV | VX Front trim panel, bottom, IP 2X, WH: 1000x300 mm | VX Front trim panel, bottom, IP 2X, WH: 1000x300 mm sheet steel | EC000456 | 9682350 | Rittal |  | 300 |  | 4.28 | x |  |  | 23.331 | 2021-05-01 | 62.7 | 1 | piece(s) | 4028177929838 | PCE |  |  |  | 94039010
9682352 | SV | VX Front trim panel, bottom, IP 2X, WH: 1200x300 mm | VX Front trim panel, bottom, IP 2X, WH: 1200x300 mm sheet steel | EC000456 | 9682352 | Rittal |  | 300 |  | 4 | x |  |  | 29.7 | 2021-05-01 | 69 | 1 | piece(s) | 4028177929944 | PCE |  |  |  | 94039010
9682354 | SV | VX Front trim panel, bottom, IP 2X, WH: 400x300 mm | VX Front trim panel, bottom, IP 2X, WH: 400x300 mm sheet steel | EC000456 | 9682354 | Rittal |  | 300 |  | 2.04 | x |  |  | 10.526 | 2021-05-01 | 45.8 | 1 | piece(s) | 4028177929852 | PCE |  |  |  | 94039010
9682356 | SV | VX Front trim panel, bottom, IP 2X, WH: 600x300 mm | VX Front trim panel, bottom, IP 2X, WH: 600x300 mm sheet steel | EC000456 | 9682356 | Rittal |  | 300 |  | 2.98 | x |  |  | 15.624 | 2021-05-01 | 49.7 | 1 | piece(s) | 4028177929814 | PCE |  |  |  | 94039010
9682358 | SV | VX Front trim panel, bottom, IP 2X, WH: 800x300 mm | VX Front trim panel, bottom, IP 2X, WH: 800x300 mm sheet steel | EC000456 | 9682358 | Rittal |  | 300 |  | 3.66 | x |  |  | 20.898 | 2021-05-01 | 57.3 | 1 | piece(s) | 4028177929807 | PCE |  |  |  | 94039010
9683006 | SV | SV Compartment side panel, HD: 1881x538 mm, for VX (HD: 2000x600 mm) | SV Compartment side panel, HD: 1881x538 mm, for VX (HD: 2000x600 mm) | EC002525 | 9683006 | Rittal | 0 | 1881 | 538 | 25.8 | x |  |  | 64.684 | 2021-05-01 | 164 | 2 | piece(s) | 4028177936522 | PK |  |  |  | 73269098
9683008 | SV | SV Compartment side panel, HD: 1881x738 mm, for VX (HD: 2000x800 mm) | SV Compartment side panel, HD: 1881x738 mm, for VX (HD: 2000x800 mm) | EC002525 | 9683008 | Rittal | 0 | 1881 | 738 | 34.5 | x |  |  | 0 | 2021-05-01 | 165.1 | 2 | piece(s) | 4028177936515 | PK |  |  |  | 73269098
9683016 | SV | SV Compartment side panel, HD: 1731x538 mm, for VX (HD: 2000x600 mm) | SV Compartment side panel, HD: 1731x538 mm, for VX (HD: 2000x600 mm) | EC002525 | 9683016 | Rittal | 0 | 1731 | 538 | 24 | x |  |  | 0 | 2021-05-01 | 148.9 | 2 | piece(s) | 4028177936508 | PK |  |  |  | 73269098
9683018 | SV | SV Compartment side panel, HD: 1731x538 mm, for VX (HD: 2000x600 mm) | SV Compartment side panel, HD: 1731x538 mm, for VX (HD: 2000x600 mm) | EC002525 | 9683018 | Rittal | 0 | 1731 | 738 | 32 | x |  |  | 0 | 2021-05-01 | 159.4 | 2 | piece(s) | 4028177936492 | PK |  |  |  | 94039010
9683036 | SV | SV Compartment side panel, HD: 1931x538 mm, for VX (HD: 2200x600 mm) | SV Compartment side panel, HD: 1931x538 mm, for VX (HD: 2200x600 mm) | EC002525 | 9683036 | Rittal | 0 | 1931 | 538 | 26 | x |  |  | 67.032 | 2021-05-01 | 145.2 | 2 | piece(s) | 4028177936485 | PK |  |  |  | 73269098
9683038 | SV | SV Compartment side panel, HD: 1931x738 mm, for VX (HD: 2200x800 mm) | SV Compartment side panel, HD: 1931x738 mm, for VX (HD: 2200x800 mm) | EC002525 | 9683038 | Rittal | 0 | 1931 | 738 | 34.5 | x |  |  | 0 | 2021-05-01 | 165.1 | 2 | piece(s) | 4028177936478 | PK |  |  |  | 73269098
9683040 | SV | SV Plastic gland plate, WD: 152x48 mm, for compartment side panel (VX) | SV Plastic gland plate, WD: 152x48 mm, for compartment side panel (VX) | EC000211 | 9683040 | Rittal | 152 | 48 | 0 | 0.45 | x |  |  | 0.03 | 2021-05-01 | 31.4 | 10 | piece(s) | 4028177938977 | PK |  |  |  | 39269097
9683200 | SV | SV Retaining plate, for Maxi-PLS busbar, WD: 375x543 mm, for VX (D: 600 mm) | SV Retaining plate, for Maxi-PLS busbar, WD: 375x543 mm, for VX (D: 600 mm) | EC001900 | 9683200 | Rittal | 0 | 375 | 543 | 5.76 | x |  |  | 8.14 | 2021-05-01 | 52.4 | 2 | piece(s) | 4028177936249 | PK |  |  |  | 39269097
9683210 | SV | SV Retaining plate, for Maxi-PLS busbar, WD: 375x743 mm, for VX (D: 800 mm) | SV Retaining plate, for Maxi-PLS busbar, WD: 375x743 mm, for VX (D: 800 mm) | EC001900 | 9683210 | Rittal | 0 | 375 | 743 | 7.78 | x |  |  | 11.1 | 2021-05-01 | 64 | 2 | piece(s) | 4028177936126 | PK |  |  |  | 94039010
9683304 | SV | Air circuit-breaker support bar Length: 296 mm, To fit width: 400 mm | SV air circuit-breaker support rail for VX (width 400 mm) | EC001900 | 9683304 | Rittal |  |  |  | 2.18 | x |  |  | 0 | 2021-05-01 | 28.9 | 2 | piece(s) | 4028177937543 | PK |  |  |  | 73269098
9683306 | SV | Air circuit-breaker support bar for busbar entry (rear section): 496 mm | SV air circuit-breaker support rail for VX (width 600 mm) | EC001900 | 9683306 | Rittal |  |  |  | 3.08 | x |  |  | 1.86 | 2021-05-01 | 31 | 2 | piece(s) | 4028177937482 | PK |  |  |  | 73269098
9683308 | SV | Air circuit-breaker support bar Length: 696 mm, To fit width: 800 mm | SV air circuit-breaker support rail for VX (width 800 mm) | EC001900 | 9683308 | Rittal |  |  |  | 4 | x |  |  | 0 | 2021-05-01 | 33.1 | 2 | piece(s) | 4028177937499 | PK |  |  |  | 73269098
9683310 | SV | Air circuit-breaker support bar Length: 896 mm, To fit width: 1000 mm | SV air circuit-breaker support rail for VX (width 1000 mm) | EC001900 | 9683310 | Rittal |  |  |  | 4.902 | x |  |  | 0 | 2021-05-01 | 35.2 | 2 | piece(s) | 4028177937536 | PK |  |  |  | 73269098
9683312 | SV | Air circuit-breaker support bar Length: 1096 mm, To fit width: 1200 mm | SV air circuit-breaker support rail for VX (width 1200 mm) | EC001900 | 9683312 | Rittal |  |  |  | 5.76 | x |  |  | 0 | 2021-05-01 | 38.3 | 2 | piece(s) | 4028177937550 | PK |  |  |  | 73269098
9683326 | SV | Mounting bracket for air circuit-breaker support rail, To fit depth: 600 mm | SV air circuit mounting bracket for VX (depth 600 mm) | EC001900 | 9683326 | Rittal |  |  |  | 3.68 | x |  |  | 0 | 2021-05-01 | 50.9 | 2 | piece(s) | 4028177937512 | PK |  |  |  | 83024900
9683328 | SV | Mounting bracket for air circuit-breaker support rail, To fit depth: 800 mm | SV air circuit mounting bracket for VX (depth 800 mm) | EC001900 | 9683328 | Rittal |  |  |  | 4.98 | x |  |  | 0 | 2021-05-01 | 56.2 | 2 | piece(s) | 4028177937505 | PK |  |  |  | 83024900
9683406 | SV | SV Compartment divider, WD: 911x580 mm, for VX (WD: 1000x600 mm) | SV Compartment divider, WD: 911x580 mm, for VX (WD: 1000x600 mm) | EC002525 | 9683406 | Rittal | 911 | 0 | 580 | 9.42 | x |  |  | 33.12 | 2021-05-01 | 101.3 | 2 | piece(s) | 4028177936461 | PK |  |  |  | 73269098
9683408 | SV | SV Compartment divider, WD: 911x780 mm, for VX (WD: 1000x800 mm) | SV Compartment divider, WD: 911x780 mm, for VX (WD: 1000x800 mm) | EC002525 | 9683408 | Rittal | 911 | 0 | 780 | 11.64 | x |  |  | 43.2 | 2021-05-01 | 124 | 2 | piece(s) | 4028177936454 | PK |  |  |  | 73269098
9683426 | SV | SV Compartment divider, WD: 1111x580 mm, for VX (WD: 1200x600 mm) | SV Compartment divider, WD: 1111x580 mm, for VX (WD: 1200x600 mm) | EC002525 | 9683426 | Rittal | 1111 | 0 | 580 | 11.24 | x |  |  | 0 | 2021-05-01 | 125 | 2 | piece(s) | 4028177936447 | PK |  |  |  | 73269098
9683428 | SV | SV Compartment divider, WD: 1111x780 mm, for VX (WD: 1200x800 mm) | SV Compartment divider, WD: 1111x780 mm, for VX (WD: 1200x800 mm) | EC002525 | 9683428 | Rittal | 1111 | 0 | 780 | 13.72 | x |  |  | 53.763 | 2021-05-01 | 176.3 | 2 | piece(s) | 4028177936430 | PK |  |  |  | 73269098
9683444 | SV | SV Compartment divider, WD: 311x380 mm, for VX (WD: 400x400 mm) | SV Compartment divider, WD: 311x380 mm, for VX (WD: 400x400 mm) | EC002525 | 9683444 | Rittal | 311 | 0 | 380 | 3.5 | x |  |  | 8.4 | 2021-05-01 | 82.2 | 2 | piece(s) | 4028177936423 | PK |  |  |  | 73269098
9683446 | SV | SV Compartment divider, WD: 311x580 mm, for VX (WD: 400x600 mm) | SV Compartment divider, WD: 311x580 mm, for VX (WD: 400x600 mm) | EC002525 | 9683446 | Rittal | 311 | 0 | 580 | 3.96 | x |  |  | 0 | 2021-05-01 | 47.6 | 2 | piece(s) | 4028177936416 | PK |  |  |  | 73269098
9683448 | SV | SV Compartment divider, WD: 311x780 mm, for VX (WD: 400x800 mm) | SV Compartment divider, WD: 311x780 mm, for VX (WD: 400x800 mm) | EC002525 | 9683448 | Rittal | 311 | 0 | 780 | 4.74 | x |  |  | 6.045 | 2021-05-01 | 66.2 | 2 | piece(s) | 4028177936409 | PK |  |  |  | 73269098
9683464 | SV | SV Compartment divider, WD: 511x380 mm, for VX (WD: 600x400 mm) | SV Compartment divider, WD: 511x380 mm, for VX (WD: 600x400 mm) | EC002525 | 9683464 | Rittal | 511 | 0 | 380 | 4.62 | x |  |  | 12.324 | 2021-05-01 | 50.8 | 2 | piece(s) | 4028177936393 | PK |  |  |  | 73269098
9683466 | SV | SV Compartment divider, WD: 511x580 mm, for VX (WD: 600x600 mm) | SV Compartment divider, WD: 511x580 mm, for VX (WD: 600x600 mm) | EC002525 | 9683466 | Rittal | 511 | 0 | 580 | 5.82 | x |  |  | 0 | 2021-05-01 | 52.9 | 2 | piece(s) | 4028177936386 | PK |  |  |  | 73269098
9683468 | SV | SV Compartment divider, WD: 511x780 mm, for VX (WD: 600x800 mm) | SV Compartment divider, WD: 511x780 mm, for VX (WD: 600x800 mm) | EC002525 | 9683468 | Rittal | 511 | 0 | 780 | 6.6 | x |  |  | 0 | 2021-05-01 | 68.2 | 2 | piece(s) | 4028177936379 | PK |  |  |  | 73269098
9683484 | SV | SV Compartment divider, WD: 711x380 mm, for VX (WD: 800x400 mm) | SV Compartment divider, WD: 711x380 mm, for VX (WD: 800x400 mm) | EC002525 | 9683484 | Rittal | 711 | 0 | 380 | 6.26 | x |  |  | 18.59 | 2021-05-01 | 96.9 | 2 | piece(s) | 4028177936362 | PK |  |  |  | 73269098
9683486 | SV | SV Compartment divider, WD: 711x580 mm, for VX (WD: 800x600 mm) | SV Compartment divider, WD: 711x580 mm, for VX (WD: 800x600 mm) | EC002525 | 9683486 | Rittal | 711 | 0 | 580 | 7.68 | x |  |  | 26.28 | 2021-05-01 | 68.9 | 2 | piece(s) | 4028177936355 | PK |  |  |  | 73269098
9683488 | SV | SV Compartment divider, WD: 711x780 mm, for VX (WD: 800x800 mm) | SV Compartment divider, WD: 711x780 mm, for VX (WD: 800x800 mm) | EC002525 | 9683488 | Rittal | 711 | 0 | 780 | 9.22 | x |  |  | 34.821 | 2021-05-01 | 84.1 | 2 | piece(s) | 4028177936348 | PK |  |  |  | 73269098
9683500 | SV | Plastic gland plate for compartment divider, Dimensions (W x D): 850 x 251 mm | SV plastic gland plate functional space divider (width 1000 mm) | EC000211 | 9683500 | Rittal | 850 | 251 | 0 | 1.84 | x |  |  | 2.7 | 2021-05-01 | 69.1 | 2 | piece(s) | 4028177937727 | PK |  |  |  | 39269097
9683504 | SV | Plastic gland plate for compartment divider, Dimensions (W x D): 250 x 251 mm | SV plastic gland plate functional space divider (width 400 mm) | EC000211 | 9683504 | Rittal | 250 | 251 | 0 | 0.608 | x |  |  | 0.318 | 2021-05-01 | 43.4 | 2 | piece(s) | 4028177937734 | PK |  |  |  | 39269097
9683506 | SV | Plastic gland plate for compartment divider, Dimensions (W x D): 450 x 251 mm | SV plastic gland plate functional space divider (width 600 mm) | EC000211 | 9683506 | Rittal | 450 | 251 | 0 | 1.054 | x |  |  | 0.563 | 2021-05-01 | 49.2 | 2 | piece(s) | 4028177937703 | PK |  |  |  | 39269097
9683508 | SV | Plastic gland plate for compartment divider, Dimensions (W x D): 650 x 251 mm | SV plastic gland plate functional space divider (width 800 mm) | EC000211 | 9683508 | Rittal | 650 | 251 | 0 | 1.5 | x |  |  | 2.1 | 2021-05-01 | 56.3 | 2 | piece(s) | 4028177937710 | PK |  |  |  | 39269097
9683561 | SV | SV Partial mounting plate, WH: 502x143 mm, with duct, for VX (W: 600 mm) | SV Partial mounting plate, WH: 502x143 mm, with duct, for VX (W: 600 mm) | EC001900 | 9683561 | Rittal | 502 | 143 | 0 | 1.86 | x |  |  | 3.863 | 2021-05-01 | 34.4 | 1 | piece(s) | 4028177935204 | PCE |  |  |  | 94039010
9683562 | SV | SV Partial mounting plate, WH: 502x193 mm, with duct, for VX (W: 600 mm) | SV Partial mounting plate, WH: 502x193 mm, with duct, for VX (W: 600 mm) | EC001900 | 9683562 | Rittal | 502 | 193 | 0 | 2.46 | x |  |  | 5.4 | 2021-05-01 | 35.6 | 1 | piece(s) | 4028177935372 | PCE |  |  |  | 94039010
9683563 | SV | SV Partial mounting plate, WH: 502x293 mm, with duct, for VX (W: 600 mm) | SV Partial mounting plate, WH: 502x293 mm, with duct, for VX (W: 600 mm) | EC001900 | 9683563 | Rittal | 502 | 293 | 0 | 3.52 | x |  |  | 7.315 | 2021-05-01 | 38 | 1 | piece(s) | 4028177935235 | PCE |  |  |  | 94039010
9683564 | SV | SV Partial mounting plate, WH: 502x393 mm, with duct, for VX (W: 600 mm) | SV Partial mounting plate, WH: 502x393 mm, with duct, for VX (W: 600 mm) | EC001900 | 9683564 | Rittal | 502 | 393 | 0 | 4.7 | x |  |  | 10.8 | 2021-05-01 | 40.5 | 1 | piece(s) | 4028177935075 | PCE |  |  |  | 94039010
9683604 | SV | SV Partial mounting plate, WH: 902x393 mm, solid, for VX (W: 1000 mm) | SV Partial mounting plate, WH: 902x393 mm, solid, for VX (W: 1000 mm) | EC001900 | 9683604 | Rittal | 902 | 393 | 0 | 8 | x |  |  | 30.69 | 2021-05-01 | 36.2 | 1 | piece(s) | 4028177935044 | PCE |  |  |  | 94039010
9683606 | SV | SV Partial mounting plate, WH: 902x593 mm, solid, for VX (W: 1000 mm) | SV Partial mounting plate, WH: 902x593 mm, solid, for VX (W: 1000 mm) | EC001900 | 9683606 | Rittal | 902 | 593 | 0 | 11.5 | x |  |  | 34.221 | 2021-05-01 | 56.8 | 1 | piece(s) | 4028177935242 | PCE |  |  |  | 94039010
9683608 | SV | SV Partial mounting plate, WH: 902x793 mm, solid, for VX (W: 1000 mm) | SV Partial mounting plate, WH: 902x793 mm, solid, for VX (W: 1000 mm) | EC001900 | 9683608 | Rittal | 902 | 793 | 0 | 12.76 | x |  |  | 40 | 2021-05-01 | 66.2 | 1 | piece(s) | 4028177935310 | PCE |  |  |  | 94039010
9683624 | SV | SV Partial mounting plate, WH: 1102x393 mm, solid, for VX (W: 1200 mm) | SV Partial mounting plate, WH: 1102x393 mm, solid, for VX (W: 1200 mm) | EC001900 | 9683624 | Rittal | 1102 | 393 | 0 | 9.14 | x |  |  | 23.085 | 2021-05-01 | 56.6 | 1 | piece(s) | 4028177935280 | PCE |  |  |  | 94039010
9683626 | SV | SV Partial mounting plate, WH: 1102x593 mm, solid, for VX (W: 1200 mm) | SV Partial mounting plate, WH: 1102x593 mm, solid, for VX (W: 1200 mm) | EC001900 | 9683626 | Rittal | 1102 | 593 | 0 | 13.46 | x |  |  | 37.29 | 2021-05-01 | 63.9 | 1 | piece(s) | 4028177935341 | PCE |  |  |  | 94039010
9683628 | SV | SV Partial mounting plate, WH: 1102x793 mm, solid, for VX (W: 1200 mm) | SV Partial mounting plate, WH: 1102x793 mm, solid, for VX (W: 1200 mm) | EC001900 | 9683628 | Rittal | 1102 | 793 | 0 | 17.98 | x |  |  | 48 | 2021-05-01 | 76.5 | 1 | piece(s) | 4028177935112 | PCE |  |  |  | 94039010
9683642 | SV | SV Partial mounting plate, WH: 302x193 mm, solid, for VX (W: 400 mm) | SV Partial mounting plate, WH: 302x193 mm, solid, for VX (W: 400 mm) | EC001900 | 9683642 | Rittal | 302 | 193 | 0 | 1.9 | x |  |  | 3.709 | 2021-05-01 | 22.5 | 1 | piece(s) | 4028177935365 | PCE |  |  |  | 73269098
9683643 | SV | SV Partial mounting plate, WH: 302x293 mm, solid, for VX (W: 400 mm) | SV Partial mounting plate, WH: 302x293 mm, solid, for VX (W: 400 mm) | EC001900 | 9683643 | Rittal | 302 | 293 | 0 | 2.82 | x |  |  | 5.797 | 2021-05-01 | 30.1 | 1 | piece(s) | 4028177935082 | PCE |  |  |  | 94039010
9683644 | SV | SV Partial mounting plate, WH: 302x393 mm, solid, for VX (W: 400 mm) | SV Partial mounting plate, WH: 302x393 mm, solid, for VX (W: 400 mm) | EC001900 | 9683644 | Rittal | 302 | 393 | 0 | 3.46 | x |  |  | 7.175 | 2021-05-01 | 29.3 | 1 | piece(s) | 4028177935143 | PCE |  |  |  | 94039010
9683646 | SV | SV Partial mounting plate, WH: 302x593 mm, solid, for VX (W: 400 mm) | SV Partial mounting plate, WH: 302x593 mm, solid, for VX (W: 400 mm) | EC001900 | 9683646 | Rittal | 302 | 593 | 0 | 5.28 | x |  |  | 14.4 | 2021-05-01 | 27.6 | 1 | piece(s) | 4028177935228 | PCE |  |  |  | 94039010
9683648 | SV | SV Partial mounting plate, WH: 302x793 mm, solid, for VX (W: 400 mm) | SV Partial mounting plate, WH: 302x793 mm, solid, for VX (W: 400 mm) | EC001900 | 9683648 | Rittal | 302 | 793 | 0 | 6.9 | x |  |  | 13.8 | 2021-05-01 | 28.1 | 1 | piece(s) | 4028177935136 | PCE |  |  |  | 73269098
9683660 | SV | SV Partial mounting plate, WH: 502x993 mm, solid, for VX (W: 600 mm) | SV Partial mounting plate, WH: 502x993 mm, solid, for VX (W: 600 mm) | EC001900 | 9683660 | Rittal | 502 | 993 | 0 | 12.04 | x |  |  | 27 | 2021-05-01 | 45.3 | 1 | piece(s) | 4028177935303 | PCE |  |  |  | 73269098
9683661 | SV | SV Partial mounting plate, WH: 502x143 mm, solid, for VX (W: 600 mm) | SV Partial mounting plate, WH: 502x143 mm, solid, for VX (W: 600 mm) | EC001900 | 9683661 | Rittal | 502 | 143 | 0 | 2.2 | x |  |  | 4.752 | 2021-05-01 | 18.1 | 1 | piece(s) | 4028177935327 | PCE |  |  |  | 73269098
9683662 | SV | SV Partial mounting plate, WH: 502x193 mm, solid, for VX (W: 600 mm) | SV Partial mounting plate, WH: 502x193 mm, solid, for VX (W: 600 mm) | EC001900 | 9683662 | Rittal | 502 | 193 | 0 | 2.7 | x |  |  | 6.237 | 2021-05-01 | 19.8 | 1 | piece(s) | 4028177935334 | PCE |  |  |  | 94039010
9683663 | SV | SV Partial mounting plate, WH: 502x293 mm, solid, for VX (W: 600 mm) | SV Partial mounting plate, WH: 502x293 mm, solid, for VX (W: 600 mm) | EC001900 | 9683663 | Rittal | 502 | 293 | 0 | 3.64 | x |  |  | 9.207 | 2021-05-01 | 21.3 | 1 | piece(s) | 4028177935396 | PCE |  |  |  | 94039010
9683664 | SV | SV Partial mounting plate, WH: 502x393 mm, solid, for VX (W: 600 mm) | SV Partial mounting plate, WH: 502x393 mm, solid, for VX (W: 600 mm) | EC001900 | 9683664 | Rittal | 502 | 393 | 0 | 5.22 | x |  |  | 12.177 | 2021-05-01 | 23.4 | 1 | piece(s) | 4028177935174 | PCE |  |  |  | 94039010
9683666 | SV | SV Partial mounting plate, WH: 502x593 mm, solid, for VX (W: 600 mm) | SV Partial mounting plate, WH: 502x593 mm, solid, for VX (W: 600 mm) | EC001900 | 9683666 | Rittal | 502 | 593 | 0 | 7.28 | x |  |  | 18.453 | 2021-05-01 | 28.2 | 1 | piece(s) | 4028177935358 | PCE |  |  |  | 94039010
9683668 | SV | SV Partial mounting plate, WH: 502x793 mm, solid, for VX (W: 600 mm) | SV Partial mounting plate, WH: 502x793 mm, solid, for VX (W: 600 mm) | EC001900 | 9683668 | Rittal | 502 | 793 | 0 | 10 | x |  |  | 22.275 | 2021-05-01 | 33.6 | 1 | piece(s) | 4028177935273 | PCE |  |  |  | 73269098
9683680 | SV | SV Partial mounting plate, WH: 702x993 mm, solid, for VX (W: 800 mm) | SV Partial mounting plate, WH: 702x993 mm, solid, for VX (W: 800 mm) | EC001900 | 9683680 | Rittal | 702 | 993 | 0 | 16 | x |  |  | 60 | 2021-05-01 | 54.9 | 1 | piece(s) | 4028177935198 | PCE |  |  |  | 73269098
9683681 | SV | SV Partial mounting plate, WH: 702x143 mm, solid, for VX (W: 800 mm) | SV Partial mounting plate, WH: 702x143 mm, solid, for VX (W: 800 mm) | EC001900 | 9683681 | Rittal | 702 | 143 | 0 | 2.76 | x |  |  | 6.512 | 2021-05-01 | 21.9 | 1 | piece(s) | 4028177935266 | PCE |  |  |  | 73269098
9683682 | SV | SV Partial mounting plate, WH: 702x193 mm, solid, for VX (W: 800 mm) | SV Partial mounting plate, WH: 702x193 mm, solid, for VX (W: 800 mm) | EC001900 | 9683682 | Rittal | 702 | 193 | 0 | 3.46 | x |  |  | 7.955 | 2021-05-01 | 23 | 1 | piece(s) | 4028177935389 | PCE |  |  |  | 73269098
9683683 | SV | SV Partial mounting plate, WH: 702x293 mm, solid, for VX (W: 800 mm) | SV Partial mounting plate, WH: 702x293 mm, solid, for VX (W: 800 mm) | EC001900 | 9683683 | Rittal | 702 | 293 | 0 | 5 | x |  |  | 12.617 | 2021-05-01 | 26.3 | 1 | piece(s) | 4028177935181 | PCE |  |  |  | 73269098
9683684 | SV | SV Partial mounting plate, WH: 702x393 mm, solid, for VX (W: 800 mm) | SV Partial mounting plate, WH: 702x393 mm, solid, for VX (W: 800 mm) | EC001900 | 9683684 | Rittal | 702 | 393 | 0 | 6.4 | x |  |  | 15.17 | 2021-05-01 | 28.3 | 1 | piece(s) | 4028177935129 | PCE |  |  |  | 94039010
9683686 | SV | SV Partial mounting plate, WH: 702x593 mm, solid, for VX (W: 800 mm) | SV Partial mounting plate, WH: 702x593 mm, solid, for VX (W: 800 mm) | EC001900 | 9683686 | Rittal | 702 | 593 | 0 | 10 | x |  |  | 22.875 | 2021-05-01 | 35.4 | 1 | piece(s) | 4028177936942 | PCE |  |  |  | 73269098
9683688 | SV | SV Partial mounting plate, WH: 702x793 mm, solid, for VX (W: 800 mm) | SV Partial mounting plate, WH: 702x793 mm, solid, for VX (W: 800 mm) | EC001900 | 9683688 | Rittal | 702 | 793 | 0 | 12.46 | x |  |  | 33 | 2021-05-01 | 47.8 | 1 | piece(s) | 4028177935105 | PCE |  |  |  | 73269098
9683701 | SV | SV Terminal box, for VX (D: 600/800 mm), compartment H: 150 mm | SV Terminal box, for VX (D: 600/800 mm), compartment H: 150 mm | EC001900 | 9683701 | Rittal |  |  |  | 2.088 | x |  |  | 8.614 | 2021-05-01 | - € | 1 | piece(s) | 4028177937475 | PCE |  |  |  | 85389099
9683702 | SV | SV Terminal box, for VX (D: 600/800 mm), compartment H: 200 mm | SV Terminal box, for VX (D: 600/800 mm), compartment H: 200 mm | EC001900 | 9683702 | Rittal |  |  |  | 2.462 | x |  |  | 10.647 | 2021-05-01 | - € | 1 | piece(s) | 4028177937451 | PCE |  |  |  | 85389099
9683703 | SV | SV Terminal box, for VX (D: 600/800 mm), compartment H: 300 mm | SV Terminal box, for VX (D: 600/800 mm), compartment H: 300 mm | EC001900 | 9683703 | Rittal |  |  |  | 3.18 | x |  |  | 15.96 | 2021-05-01 | - € | 1 | piece(s) | 4028177937444 | PCE |  |  |  | 85389099
9683704 | SV | SV Terminal box, for VX (D: 600/800 mm), compartment H: 400 mm | SV Terminal box, for VX (D: 600/800 mm), compartment H: 400 mm | EC001900 | 9683704 | Rittal |  |  |  | 4.485 | x |  |  | 26.23 | 2021-05-01 | - € | 1 | piece(s) | 4028177937437 | PCE |  |  |  | 85389099
9683706 | SV | SV Terminal box, for VX (D: 600/800 mm), compartment H: 600 mm | SV Terminal box, for VX (D: 600/800 mm), compartment H: 600 mm | EC001900 | 9683706 | Rittal |  |  |  | 6.04 | x |  |  | 39.868 | 2021-05-01 | - € | 1 | piece(s) | 4028177937468 | PCE |  |  |  | 85389099
9683736 | SV | SV Wiring trim panel, 3-part, for VX (W: 600/800 mm) | SV Wiring trim panel, 3-part, for VX (W: 600/800 mm) | EC002617 | 9683736 | Rittal |  |  |  | 2.54 | x |  |  | 15.86 | 2021-05-01 | 47.6 | 1 | piece(s) | 4028177937529 | PCE |  |  |  | 73269098
9683738 | SV | SV Wiring trim panel, 3-part, for VX (W: 1000/1200 mm) | SV Wiring trim panel, 3-part, for VX (W: 1000/1200 mm) | EC002617 | 9683738 | Rittal |  |  |  | 3.12 | x |  |  | 21.06 | 2021-05-01 | 55.1 | 1 | piece(s) | 4028177937567 | PCE |  |  |  | 73269098
9683763 | SV | SV Support frame, for DIN rail-mounted devices, for VX (W: 600 mm) | SV Support frame, for DIN rail-mounted devices, 2 x 24 pitch units, WH: 500x295 mm, for VX (W: 600 mm) | EC001900 | 9683763 | Rittal |  |  |  | 3.14 | x |  |  | 15.582 | 2021-05-01 | 124.4 | 1 | piece(s) | 4028177937321 | PCE |  |  |  | 39269097
9683783 | SV | SV Support frame, for DIN rail-mounted devices, for VX (W: 800 mm) | SV Support frame, for DIN rail-mounted devices, 2 x 24 pitch units, WH: 700x295 mm, for VX (W: 800 mm) | EC001900 | 9683783 | Rittal |  |  |  | 4.3 | x |  |  | 21.462 | 2021-05-01 | 124.4 | 1 | piece(s) | 4028177937338 | PCE |  |  |  | 39269097
9684004 | SV | Busbar E-Cu, with integral punchings: 385 mm | SV busbars E-Cu with integral punchings, length 385 mm | EC001522 | 9684004 | Rittal |  |  |  | 1.78 | x |  |  | 0.2 | 2021-05-01 | 27.7 | 1 | piece(s) | 4028177951181 | PCE | 1.68 | 1.68 | 370 | 74071000
9684006 | SV | Busbar E-Cu, with integral punchings: 585 mm | SV busbars E-Cu with integral punchings, length 585 mm | EC001522 | 9684006 | Rittal |  |  |  | 2.68 | x |  |  | 0.3 | 2021-05-01 | 36.4 | 1 | piece(s) | 4028177951198 | PCE | 2.58 | 2.58 | 370 | 74071000
9684008 | SV | Busbar E-Cu, with integral punchings: 785 mm | SV busbars E-Cu with integral punchings, length 785 mm | EC001522 | 9684008 | Rittal |  |  |  | 3.58 | x |  |  | 0.4 | 2021-05-01 | 45.1 | 1 | piece(s) | 4028177951204 | PCE | 3.48 | 3.48 | 370 | 74071000
9684010 | SV | Busbar E-Cu, with integral punchings: 985 mm | SV busbars E-Cu with integral punchings, length 985 mm | EC001522 | 9684010 | Rittal |  |  |  | 4.48 | x |  |  | 0.5 | 2021-05-01 | 53.8 | 1 | piece(s) | 4028177951211 | PCE | 4.38 | 4.38 | 370 | 74071000
9684012 | SV | Busbar E-Cu, with integral punchings: 1185 mm | SV busbars E-Cu with integral punchings, length 1185 mm | EC001522 | 9684012 | Rittal |  |  |  | 5.44 | x |  |  | 0.6 | 2021-05-01 | 62.5 | 1 | piece(s) | 4028177951228 | PCE | 5.34 | 5.34 | 370 | 74071000
9684900 | SV | SV Contact hazard protection cover, plate Form 2b, for VX (W: 1000 mm) | SV Contact hazard protection cover, plate Form 2b (fuse-switch disconnector, section), for VX (W: 1000 mm) | EC001638 | 9684900 | Rittal |  |  |  | 7.48 | x |  |  | 34.086 | 2021-05-01 | 228.1 | 1 | piece(s) | 4028177936843 | PCE |  |  |  | 73269098
9684920 | SV | SV Contact hazard protection cover, plate Form 2b, for VX (W: 1200 mm) | SV Contact hazard protection cover, plate Form 2b (fuse-switch disconnector, section), for VX (W: 1200 mm) | EC001638 | 9684920 | Rittal |  |  |  | 8.28 | x |  |  | 41.496 | 2021-05-01 | 231.1 | 1 | piece(s) | 4028177936836 | PCE |  |  |  | 73269098
9684960 | SV | SV Contact hazard protection cover, plate Form 2b, for VX (W: 600 mm) | SV Contact hazard protection cover, plate Form 2b (fuse-switch disconnector, section), for VX (W: 600 mm) | EC001638 | 9684960 | Rittal |  |  |  | 6 | x |  |  | 26.676 | 2021-05-01 | 217.4 | 1 | piece(s) | 4028177936829 | PCE |  |  |  | 73269098
9684980 | SV | SV Contact hazard protection cover, plate Form 2b, for VX (W: 800 mm) | SV Contact hazard protection cover, plate Form 2b (fuse-switch disconnector, section), for VX (W: 800 mm) | EC001638 | 9684980 | Rittal |  |  |  | 6.74 | x |  |  | 26.491 | 2021-05-01 | 222.2 | 1 | piece(s) | 4028177936812 | PCE |  |  |  | 73269098
9684990 | SV | Blanking cover for contact hazard protection cover, Width: 500 mm | SV blanking cover for VX, width 50 mm, version 2b | EC001900 | 9684990 | Rittal | 50 | 0 | 0 | 1.78 | x |  |  | 7.8 | 2021-05-01 | 32.1 | 2 | piece(s) | 4028177936805 | PK |  |  |  | 73269098
9686000 | SV | Busbar support for busbar baying (roof section), for busbars: 30 x 10 | SV busbar holder (baying), 4-pole, 80 mm, for E-Cu 30 x 10 mm, duroplastic, fire protection in accordance with UL 94-V0 | EC001166 | 9686000 | Rittal | 0 | 0 | 0 | 4 | x |  |  | 4.505 | 2021-05-01 | 131.1 | 2 | piece(s) | 4028177935631 | PK |  |  |  | 85469010
9686010 | SV | Busbar support for busbar entry (roof section), for width: 30 x 10 | SV busbar holder, 4-pole, 80 mm, for E-Cu 30 x 10 mm, duroplastic, fire protection in accordance with UL 94-V0 | EC001166 | 9686010 | Rittal | 0 | 0 | 0 | 4 | x |  |  | 4.505 | 2021-05-01 | 129.6 | 2 | piece(s) | 4028177935648 | PK |  |  |  | 85469010
9686030 | SV | Busbar support for busbar baying (roof section), for busbars: 50 x 10 | SV busbar holder (baying), 4-pole, 80 mm, for E-Cu 50 x 10 mm, duroplastic, fire protection in accordance with UL 94-V0 | EC001166 | 9686030 | Rittal | 0 | 0 | 0 | 3.5 | x |  |  | 5.096 | 2021-05-01 | 132.4 | 2 | piece(s) | 4028177935655 | PK |  |  |  | 85469010
9686040 | SV | Busbar support for busbar entry (roof section), for width: 50 x 10 | SV busbar holder, 4-pole, 80 mm, for E-Cu 50 x 10 mm, duroplastic, fire protection in accordance with UL 94-V0 | EC001166 | 9686040 | Rittal | 0 | 0 | 0 | 3.8 | x |  |  | 5.096 | 2021-05-01 | 131.5 | 2 | piece(s) | 4028177935662 | PK |  |  |  | 85469010
9686060 | SV | Busbar support for busbar entry (rear section), for width: 1000, for height: 600 | SV busbar holder (baying), 3-pole, 185 mm, for E-Cu 50 x 10 mm, duroplastic, fire protection in accordance with UL 94-V0 | EC001166 | 9686060 | Rittal | 0 | 0 | 0 | 3.04 | x |  |  | 0 | 2021-05-01 | 135.9 | 2 | piece(s) | 4028177935679 | PK |  |  |  | 85469010
9686070 | SV | Busbar support for busbar entry (rear section),for width: 50x10,for height 185mm | SV busbar holder, 3-pole, 185 mm, for E-Cu 50 x 10 mm, duroplastic, fire protection in accordance with UL 94-V0 | EC001166 | 9686070 | Rittal | 0 | 0 | 0 | 3.14 | x |  |  | 0 | 2021-05-01 | 134.8 | 2 | piece(s) | 4028177935686 | PK |  |  |  | 85469010
9686080 | SV | End cover for busbar supports | SV end cover for busbar holder supports 9686.0 x 0, for shock-hazard-protected covering of the busbar ends on the busbar holder. | EC002270 | 9686080 | Rittal | 50 | 147 | 0 | 0.09 | x |  |  | 0.022 | 2021-05-01 | 24 | 3 | piece(s) | 4028177936935 | PK |  |  |  | 73269098
9686100 | SV | Busbar support, for busbars: 30x5/10 mm¦30x10 mm, Bar centre distance: 60/70 mm | SV busbar holder, 4-pole, 70 mm, for E-Cu 30 x 5/10 mm, duroplastic, fire protection in accordance with UL 94-V0 | EC001166 | 9686100 | Rittal | 0 | 0 | 0 | 1.32 | x |  |  | 0 | 2021-05-01 | 48.1 | 2 | piece(s) | 4028177950382 | PK |  |  |  | 85469010
9686200 | SV | Longitudinal connector E-Cu for busbars, Cross-section E-Cu busbars: 10 x 60 mm | SV longitudinal connector, height 60 mm, for E-Cu 2 x / 4 x 30 x 10 mm | EC001900 | 9686200 | Rittal | 0 | 0 | 0 | 1.193 | x |  |  | 1.631 | 2021-05-01 | 19 | 1 | piece(s) | 4028177936102 | PCE | 1.026 | 1.026 | 370 | 74199990
9686210 | SV | Longitudinal connector E-Cu for busbars, Cross-section E-Cu busbars: 10 x 35 mm | SV longitudinal connector, height 35 mm, for E-Cu 1 x x 30 x 10 mm | EC001900 | 9686210 | Rittal | 0 | 0 | 0 | 0.758 | x |  |  | 1.631 | 2021-05-01 | 20 | 1 | piece(s) | 4028177936232 | PCE | 0.59 | 0.59 | 370 | 74199990
9686250 | SV | Longitudinal connector E-Cu for busbars, Cross-section E-Cu busbars: 10 x 100 mm | SV longitudinal connector, height 100 mm, for E-Cu 2 x / 4 x 50 x 10 mm | EC001900 | 9686250 | Rittal | 0 | 0 | 0 | 1.969 | x |  |  | 1.631 | 2021-05-01 | 27.2 | 1 | piece(s) | 4028177936119 | PCE | 1.703 | 1.703 | 370 | 74199990
9686260 | SV | Longitudinal connector E-Cu for busbars, Cross-section E-Cu busbars: 10 x 55 mm | SV longitudinal connector, height 55 mm, for E-Cu 1 x x 50 x 10 mm | EC001900 | 9686260 | Rittal | 0 | 0 | 0 | 1.107 | x |  |  | 1.631 | 2021-05-01 | 25.2 | 1 | piece(s) | 4028177936225 | PCE | 0.939 | 0.939 | 370 | 74199990
9686300 | SV | SV Busbar support, N-/PEN conductor, 1-pole, for busbar WH: 50x10 mm | SV Busbar support, N-/PEN conductor, 1-pole, for busbar WH: 50x10 mm, (max. 4x50x10 mm) | EC001166 | 9686300 | Rittal |  |  |  | 0.42 | x |  |  | 0.165 | 2021-05-01 | 38.1 | 2 | piece(s) | 4028177935983 | PK |  |  |  | 85469010
9686350 | SV | SV PE/PEN angle bracket, for busbar WH: 30x5 mm,, 30/40/80x10 mm | SV PE/PEN angle bracket, for busbar WH: 30x5 mm,, 30/40/80x10 mm | EC002270 | 9686350 | Rittal |  |  |  | 0.536 | x |  |  | 0.096 | 2021-05-01 | 30.4 | 2 | piece(s) | 4028177935976 | PK |  |  |  | 73182900
9686400 | 0 | SV arcing fault kit, class A, for 1-door VX cabinet | SV arcing fault kit, class A, for 1-door VX Enclosure | EC002498 | 9686400 | Rittal |  |  |  | 0 | x |  |  | 4.2 | 2021-05-01 | 57.7 | 1 | piece(s) | 4028177962507 | PCE |  |  |  | 83024900
9686410 | 0 | SV arcing fault kit, class A, for 2-door VX cabinet | SV arcing fault kit, class A, for 2-door VX Enclosure | EC002498 | 9686410 | Rittal |  |  |  | 0 | x |  |  | 4.32 | 2021-05-01 | 84.5 | 1 | piece(s) | 4028177962675 | PCE |  |  |  | 83024900
9686420 | 0 | SV arcing fault kit, class B, for VX roof area | SV arcing fault kit, class B, for VX roof area | EC002498 | 9686420 | Rittal |  |  |  | 0 | x |  |  | 16.929 | 2021-05-01 | 289 | 1 | piece(s) | 4028177962835 | PCE |  |  |  | 83024900
9686430 | 0 | SV arcing fault kit, class B, for VX rear area | SV arcing fault kit, class B, for VX rear area | EC002498 | 9686430 | Rittal |  |  |  | 0 | x |  |  | 23.8 | 2021-05-01 | 317 | 1 | piece(s) | 4028177962828 | PCE |  |  |  | 83024900
9686495 | SV | SV angle bracket for connection kit | SV angle bracket for connector kit, for positioning and attaching the holder set (stabiliser) to the enclosure section. | EC002270 | 9686495 | Rittal |  |  |  | 1.1 | x |  |  | 0.153 | 2021-05-01 | 34.1 | 4 | piece(s) | 4028177943902 | PK |  |  |  | 83021000
9686520 | SV | SV PE/PEN busbar E-Cu, WH: 30x5 mm, L: 900 mm | SV PE/PEN busbar E-Cu, WH: 30x5 mm, L: 900 mm | EC000329 | 9686520 | Rittal |  |  |  | 2.4 | x |  |  | 0 | 2021-05-01 | 64.2 | 2 | piece(s) | 4028177934757 | PK | 1.2 | 2.4 | 370 | 74071000
9686522 | SV | SV PE/PEN busbar E-Cu, WH: 30x5 mm, L: 1100 mm | SV PE/PEN busbar E-Cu, WH: 30x5 mm, L: 1100 mm | EC000329 | 9686522 | Rittal |  |  |  | 3.02 | x |  |  | 0 | 2021-05-01 | 72.7 | 2 | piece(s) | 4028177934870 | PK | 1.47 | 2.94 | 370 | 74071000
9686524 | SV | SV PE/PEN busbar E-Cu, WH: 30x5 mm, L: 300 mm | SV PE/PEN busbar E-Cu, WH: 30x5 mm, L: 300 mm | EC000329 | 9686524 | Rittal |  |  |  | 0.796 | x |  |  | 0 | 2021-05-01 | 34.4 | 2 | piece(s) | 4028177934931 | PK | 0.39 | 0.78 | 370 | 74071000
9686526 | SV | SV PE/PEN busbar E-Cu, WH: 30x5 mm, L: 500 mm | SV PE/PEN busbar E-Cu, WH: 30x5 mm, L: 500 mm | EC000329 | 9686526 | Rittal |  |  |  | 1.34 | x |  |  | 0 | 2021-05-01 | 43.9 | 2 | piece(s) | 4028177934740 | PK | 0.66 | 1.32 | 370 | 74071000
9686528 | SV | SV PE/PEN busbar E-Cu, WH: 30x5 mm, L: 700 mm | SV PE/PEN busbar E-Cu, WH: 30x5 mm, L: 700 mm | EC000329 | 9686528 | Rittal |  |  |  | 1.86 | x |  |  | 0 | 2021-05-01 | 54.5 | 2 | piece(s) | 4028177934887 | PK | 0.93 | 1.86 | 370 | 74071000
9686529 | SV | SV PE/PEN baying bracket E-Cu, WH: 30x5 mm, L: 180 mm | SV PE/PEN baying bracket E-Cu, WH: 30x5 mm, L: 180 mm | EC002270 | 9686529 | Rittal |  |  |  | 0.522 | x |  |  | 0 | 2021-05-01 | 18.9 | 2 | piece(s) | 4028177935938 | PK | 0.23 | 0.46 | 370 | 74199990
9686530 | SV | SV PE/PEN busbar E-Cu, WH: 30x10 mm, L: 900 mm | SV PE/PEN busbar E-Cu, WH: 30x10 mm, L: 900 mm | EC000329 | 9686530 | Rittal |  |  |  | 4.86 | x |  |  | 0 | 2021-05-01 | 95.9 | 2 | piece(s) | 4028177934924 | PK | 2.4 | 4.8 | 370 | 74071000
9686532 | SV | SV PE/PEN busbar E-Cu, WH: 30x10 mm, L: 1100 mm | SV PE/PEN busbar E-Cu, WH: 30x10 mm, L: 1100 mm | EC000329 | 9686532 | Rittal |  |  |  | 5.94 | x |  |  | 0 | 2021-05-01 | 110.6 | 2 | piece(s) | 4028177934917 | PK | 2.93 | 5.86 | 370 | 74071000
9686534 | SV | SV PE/PEN busbar E-Cu, WH: 30x10 mm, L: 300 mm | SV PE/PEN busbar E-Cu, WH: 30x10 mm, L: 300 mm | EC000329 | 9686534 | Rittal |  |  |  | 1.582 | x |  |  | 0 | 2021-05-01 | 46.7 | 2 | piece(s) | 4028177934894 | PK | 0.79 | 1.58 | 370 | 74071000
9686536 | SV | SV PE/PEN busbar E-Cu, WH: 30x10 mm, L: 500 mm | SV PE/PEN busbar E-Cu, WH: 30x10 mm, L: 500 mm | EC000329 | 9686536 | Rittal |  |  |  | 2.66 | x |  |  | 0.15 | 2021-05-01 | 62.9 | 2 | piece(s) | 4028177934795 | PK | 1.32 | 2.64 | 370 | 74071000
9686538 | SV | SV PE/PEN busbar E-Cu, WH: 30x10 mm, L: 700 mm | SV PE/PEN busbar E-Cu, WH: 30x10 mm, L: 700 mm | EC000329 | 9686538 | Rittal |  |  |  | 3.774 | x |  |  | 0 | 2021-05-01 | 79.5 | 2 | piece(s) | 4028177934764 | PK | 1.86 | 3.72 | 370 | 74071000
9686539 | SV | SV PE/PEN baying bracket E-Cu, WH: 30x10 mm, L: 180 mm | SV PE/PEN baying bracket E-Cu, WH: 30x10 mm, L: 180 mm | EC002270 | 9686539 | Rittal |  |  |  | 0.97 | x |  |  | 0 | 2021-05-01 | 22.3 | 2 | piece(s) | 4028177935952 | PK | 0.46 | 0.92 | 370 | 74199990
9686540 | SV | SV PE/PEN busbar E-Cu, WH: 40x10 mm, L: 900 mm | SV PE/PEN busbar E-Cu, WH: 40x10 mm, L: 900 mm | EC000329 | 9686540 | Rittal |  |  |  | 6.44 | x |  |  | 0 | 2021-05-01 | 97.4 | 2 | piece(s) | 4028177934900 | PK | 3.2 | 6.4 | 370 | 74071000
9686542 | SV | SV PE/PEN busbar E-Cu, WH: 40x10 mm, L: 1100 mm | SV PE/PEN busbar E-Cu, WH: 40x10 mm, L: 1100 mm | EC000329 | 9686542 | Rittal |  |  |  | 7.9 | x |  |  | 0 | 2021-05-01 | 110.7 | 2 | piece(s) | 4028177934832 | PK | 3.92 | 7.84 | 370 | 74071000
9686544 | SV | SV PE/PEN busbar E-Cu, WH: 40x10 mm, L: 300 mm | SV PE/PEN busbar E-Cu, WH: 40x10 mm, L: 300 mm | EC000329 | 9686544 | Rittal |  |  |  | 2.122 | x |  |  | 0 | 2021-05-01 | 60.6 | 2 | piece(s) | 4028177934856 | PK | 1.05 | 2.1 | 370 | 74071000
9686546 | SV | SV PE/PEN busbar E-Cu, WH: 40x10 mm, L: 500 mm | SV PE/PEN busbar E-Cu, WH: 40x10 mm, L: 500 mm | EC000329 | 9686546 | Rittal |  |  |  | 3.58 | x |  |  | 0 | 2021-05-01 | 70.6 | 2 | piece(s) | 4028177934863 | PK | 1.77 | 3.54 | 370 | 74071000
9686548 | SV | SV PE/PEN busbar E-Cu, WH: 40x10 mm, L: 700 mm | SV PE/PEN busbar E-Cu, WH: 40x10 mm, L: 700 mm | EC000329 | 9686548 | Rittal |  |  |  | 5.04 | x |  |  | 0 | 2021-05-01 | 84 | 2 | piece(s) | 4028177934849 | PK | 2.49 | 4.98 | 370 | 74071000
9686549 | SV | SV PE/PEN baying bracket E-Cu, WH: 40x10 mm, L: 180 mm | SV PE/PEN baying bracket E-Cu, WH: 40x10 mm, L: 180 mm | EC002270 | 9686549 | Rittal |  |  |  | 1.294 | x |  |  | 0 | 2021-05-01 | 24.1 | 2 | piece(s) | 4028177935945 | PK | 0.62 | 1.24 | 370 | 74199990
9686580 | SV | SV PE/PEN busbar E-Cu, WH: 80x10 mm, L: 900 mm | SV PE/PEN busbar E-Cu, WH: 80x10 mm, L: 900 mm | EC000329 | 9686580 | Rittal |  |  |  | 12.92 | x |  |  | 0 | 2021-05-01 | 178.2 | 2 | piece(s) | 4028177934801 | PK | 6.42 | 12.84 | 370 | 74071000
9686582 | SV | SV PE/PEN busbar E-Cu, WH: 80x10 mm, L: 1100 mm | SV PE/PEN busbar E-Cu, WH: 80x10 mm, L: 1100 mm | EC000329 | 9686582 | Rittal |  |  |  | 15.78 | x |  |  | 0 | 2021-05-01 | 205.3 | 2 | piece(s) | 4028177934733 | PK | 7.85 | 15.7 | 370 | 74071000
9686584 | SV | SV PE/PEN busbar E-Cu, WH: 80x10 mm, L: 300 mm | SV PE/PEN busbar E-Cu, WH: 80x10 mm, L: 300 mm | EC000329 | 9686584 | Rittal |  |  |  | 4.3 | x |  |  | 0 | 2021-05-01 | 106.5 | 2 | piece(s) | 4028177934771 | PK | 2.13 | 4.26 | 370 | 74071000
9686586 | SV | SV PE/PEN busbar E-Cu, WH: 80x10 mm, L: 500 mm | SV PE/PEN busbar E-Cu, WH: 80x10 mm, L: 500 mm | EC000329 | 9686586 | Rittal |  |  |  | 7.18 | x |  |  | 0 | 2021-05-01 | 124.5 | 2 | piece(s) | 4028177934788 | PK | 3.56 | 7.12 | 370 | 74071000
9686588 | SV | SV PE/PEN busbar E-Cu, WH: 80x10 mm, L: 700 mm | SV PE/PEN busbar E-Cu, WH: 80x10 mm, L: 700 mm | EC000329 | 9686588 | Rittal |  |  |  | 10.06 | x |  |  | 0 | 2021-05-01 | 142.6 | 2 | piece(s) | 4028177934825 | PK | 4.99 | 9.98 | 370 | 74071000
9686589 | SV | SV PE/PEN baying bracket E-Cu | SV PE/PEN baying bracket E-Cu | EC002270 | 9686589 | Rittal |  |  |  | 2.562 | x |  |  | 0 | 2021-05-01 | 38.5 | 2 | piece(s) | 4028177935969 | PK | 0.63 | 1.26 | 370 | 74199990
9686800 | SV | Connection set for Flat-PLS, Thread M8 | SV connection set M8, for attaching NH fused isolators and NH switch-disconnectors (185 mm) or for connecting busbars. | EC002270 | 9686800 | Rittal |  |  |  | 0.135 | x |  |  | 0 | 2021-05-01 | 7.87 | 3 | piece(s) | 4028177947276 | PK |  |  |  | 39173900
9686810 | SV | Connection set for Flat-PLS, Thread M10 | SV connection set M10, for attaching NH fused isolators and NH switch-disconnectors (185 mm) or for connecting busbars. | EC002270 | 9686810 | Rittal |  |  |  | 0.129 | x |  |  | 0 | 2021-05-01 | 8.92 | 3 | piece(s) | 4028177947290 | PK |  |  |  | 39269097
9686820 | SV | Filler pieces, Length: 110 mm, Cross-section E-Cu busbars: 10 x 25 mm | SV filler piece for connection set; when using top-mounting components on a busbar system with 4 strands per phase, a filler piece is additionally required between the strands. | EC002270 | 9686820 | Rittal |  |  |  | 0.678 | x |  |  | 0.025 | 2021-05-01 | 12.9 | 3 | piece(s) | 4028177947283 | PK |  |  |  | 85369001
9686845 | SV | SV screw M10 x 45 | SV bolt M10 x 45, for connecting components, such as connection bracket and connector kit. | EC001900 | 9686845 | Rittal |  |  |  | 0.448 | x |  |  | 0.013 | 2021-05-01 | 3.57 | 8 | piece(s) | 4028177950245 | PK |  |  |  | 73181900
9686865 | SV | SV screw M10 x 55 | SV bolt M10 x 55, for connecting components, such as connection bracket and connector kit. | EC001900 | 9686865 | Rittal |  |  |  | 0.488 | x |  |  | 0.024 | 2021-05-01 | 3.62 | 8 | piece(s) | 4028177950252 | PK |  |  |  | 73181900
9686912 | SV | T-connector kits E-Cu top/bottom | Connector kit E-Cu top/bottom, for VX | EC001900 | 9686912 | Rittal |  |  |  | 0 | x |  |  | 0 | 2021-05-01 | - € | 1 | piece(s) | 4028177953567 | PCE |  |  |  | 74071000
9686924 | SV | T-connector kits E-Cu top/bottom | T connector kit E-Cu top/bottom, for VX | EC001900 | 9686924 | Rittal |  |  |  | 0 | x |  |  | 0 | 2021-05-01 | - € | 1 | piece(s) | 4028177953550 | PCE |  |  |  | 74071000
9765092 | CS | CS Mounting plates for CS New Basic enclosure, WH: 600x1200 mm | CS Mounting plates for CS New Basic enclosure, WH: 600x1200 mm | EC000213 | 9765092 | Rittal | 499 | 1096 | 0 | 11.3 | x |  |  | 71.37 | 2021-05-01 | 65.8 | 1 | piece(s) | 4028177216846 | PCE |  |  |  | 76169990
9765095 | CS | CS Mounting plates for CS New Basic enclosure, WH: 800x1200 mm | CS Mounting plates for CS New Basic enclosure, WH: 800x1200 mm | EC000213 | 9765095 | Rittal | 699 | 1096 | 0 | 15 | x |  |  | 65.88 | 2021-05-01 | 80.1 | 1 | piece(s) | 4028177216877 | PCE |  |  |  | 76169990
9765191 | CS | CS Mounting plates for CS New Basic enclosure, WH: 1200x1200 mm | CS Mounting plates for CS New Basic enclosure, WH: 1200x1200 mm | EC000213 | 9765191 | Rittal | 1099 | 1096 | 0 | 18 | x |  |  | 87.912 | 2021-05-01 | 143 | 1 | piece(s) | 4028177233423 | PCE |  |  |  | 76169990
9774510 | CS | Toptec BHT 600x1800x600 mm outdoor housing, based on TS8 | CS TopTec Enclosure WHD: 600x1800x600 mm closed | EC000261 | 9774510 | Rittal | 600 | 1800 | 600 | 88 | x |  |  | 648 | 2021-05-01 | 2036 | 1 | piece(s) | 4028177963139 | PCE |  |  |  | 94032080
9783530 | CS | CS New Basic enclosure, WHD: 600x1200x500 mm, aluminum | CS New Basic enclosure, WHD: 600x1200x500 mm, aluminum, with 100 mm transport plinth and rain canopy, single door at the front | EC000261 | 9783530 | Rittal | 600 | 1200 | 500 | 38 | x |  |  | 376.431 | 2021-05-01 | 648 | 1 | piece(s) | 4028177569133 | PCE |  |  |  | 94032080
9783610 | CS | CS New Basic enclosure, WHD: 800x1200x500 mm, aluminum | CS New Basic enclosure, WHD: 800x1200x500 mm, aluminum, with 100 mm transport plinth and rain canopy, single door at the front | EC000261 | 9783610 | Rittal | 800 | 1200 | 500 | 49.5 | x |  |  | 499.851 | 2021-05-01 | 688 | 1 | piece(s) | 4028177569171 | PCE |  |  |  | 94032080
9784540 | CS | CS New Basic enclosure, WHD: 1200x1200x500 mm, aluminum | CS New Basic enclosure, WHD: 1200x1200x500 mm, aluminum, with 100 mm transport plinth and rain canopy, two doors at the front | EC000261 | 9784540 | Rittal | 1200 | 1200 | 500 | 66 | x |  |  | 746.691 | 2021-05-01 | 982 | 1 | piece(s) | 4028177569218 | PCE |  |  |  | 94032080
9785040 | CS | CS Semi-cylinder for lock inserts, regarding to DIN 18 252 | CS Semi-cylinder for lock inserts, regarding to DIN 18 252 | EC000743 | 9785040 | Rittal |  |  |  | 0.16 | x |  |  | 0.096 | 2021-05-01 | 13.8 | 1 | piece(s) | 4028177493629 | PCE |  |  |  | 83016000
9785042 | CS | CS Semi-cylinder for lock inserts, regarding to DIN 18 252 | CS Semi-cylinder for lock inserts, regarding to DIN 18 252, Simultaneous locking within the same pack | EC000743 | 9785042 | Rittal |  |  |  | 0.296 | x |  |  | 0.085 | 2021-05-01 | 30.2 | 2 | piece(s) | 4028177648494 | PK |  |  |  | 83016000
9791015 | CS | CS Wall-mounted enclosure, WHD: 370x522x210 mm, aluminum, with mounting plate | CS Wall-mounted enclosure, WHD: 370x522x210 mm, aluminum, with mounting plate, Enclosure-within-an-enclosure concept | EC000261 | 9791015 | Rittal | 370 | 522 | 210 | 7.2 | 270 x 380 | 270 | 380 | 60.021 | 2021-05-01 | 362 | 1 | piece(s) | 4028177193697 | PCE |  |  |  | 94032080
9791025 | CS | CS Wall-mounted enclosure, WHD: 420x560x210 mm, aluminum, with mounting plate | CS Wall-mounted enclosure, WHD: 420x560x210 mm, aluminum, with mounting plate, Enclosure-within-an-enclosure concept | EC000261 | 9791025 | Rittal | 420 | 560 | 210 | 9.5 | 320 x 410 | 320 | 410 | 67.045 | 2021-05-01 | 463 | 1 | piece(s) | 4028177193703 | PCE |  |  |  | 94032080
9791035 | CS | CS Wall-mounted enclosure, WHD: 530x700x265 mm, aluminum, with mounting plate | CS Wall-mounted enclosure, WHD: 530x700x265 mm, aluminum, with mounting plate, Enclosure-within-an-enclosure concept | EC000261 | 9791035 | Rittal | 530 | 700 | 265 | 14.86 | 430 x 535 | 430 | 535 | 124.96 | 2021-05-01 | 570 | 1 | piece(s) | 4028177193710 | PCE |  |  |  | 94032080
9791045 | CS | CS Wall-mounted enclosure, WHD: 630x780x380 mm, aluminum, with mounting plate | CS Wall-mounted enclosure, WHD: 630x780x380 mm, aluminum, with mounting plate, Enclosure-within-an-enclosure concept | EC000261 | 9791045 | Rittal | 630 | 780 | 380 | 21 | 550 x 550 | 550 | 550 | 223.568 | 2021-05-01 | 679 | 1 | piece(s) | 4028177193727 | PCE |  |  |  | 94032080
9792055 | AX | Outdoor housing for compact enclosures AX | Outdoor encapsulation for AX compact enclosures, WHD: 300 x 400 x 210 mm | EC000261 | 9792055 | Rittal | 421 | 550 | 308 | 0 | x |  |  | 0 | 2021-05-01 | 315 | 1 | piece(s) | 4028177961807 | PCE |  |  |  | 73269098
9792065 | AX | Outdoor housing for compact enclosures AX | Outdoor encapsulation for AX compact enclosures, WHD: 500 x 500 x 210 mm | EC000261 | 9792065 | Rittal | 621 | 650 | 308 | 0 | x |  |  | 0 | 2021-05-01 | 417 | 1 | piece(s) | 4028177961784 | PCE |  |  |  | 73269098
9792075 | AX | Outdoor housing for compact enclosures AX | Outdoor encapsulation for AX compact enclosures, WHD: 600 x 600 x 350 mm | EC000261 | 9792075 | Rittal | 721 | 750 | 448 | 0 | x |  |  | 0 | 2021-05-01 | 451 | 1 | piece(s) | 4028177961777 | PCE |  |  |  | 73089059
9828110 | CS | CS adapter plate for Toptec, to accommodate the filter fan | CS adapter plate for Toptec, to accommodate filter fans, suitable for cooling unit cut-outs | EC002620 | 9828110 | Rittal | 467 | 1042 | 50 | 3.92 | x |  |  | 41.04 | 2021-05-01 | auf Anfrage | 1 | piece(s) | 4028177963030 | PCE |  |  |  | 94039010
9828500 | CS | Toptec BHT 800x1200x800 mm outdoor housing, based on TS8 | CS TopTec Enclosure WHD: 800x1200x800 mm closed | EC000261 | 9828500 | Rittal | 800 | 1200 | 800 | 86 | x |  |  | 768 | 2021-05-01 | 2009 | 1 | piece(s) | 4028177962743 | PCE |  |  |  | 94032080
9828550 | CS | Toptec BHT 800x1200x800 mm outdoor housing, based on TS8, with cutout | CS TopTec Enclosure WHT: 800x1200x800 mm with cut-out for outdoor air conditioning units | EC000261 | 9828550 | Rittal | 800 | 1200 | 800 | 84 | x |  |  | 768 | 2021-05-01 | 2030 | 1 | piece(s) | 4028177962736 | PCE |  |  |  | 94032080
9868500 | CS | Toptec BHT 800x1600x800 mm outdoor housing, based on TS8 | CS TopTec Enclosure WHD: 800x1600x800 mm closed | EC000261 | 9868500 | Rittal | 800 | 1600 | 800 | 116 | x |  |  | 1832.6 | 2021-05-01 | 2146 | 1 | piece(s) | 4028177962729 | PCE |  |  |  | 94032080
9868550 | CS | Toptec BHT 800x1600x800 mm outdoor housing, based on TS8, with cutout | CS TopTec Enclosure WHT: 800x1600x800 mm with cut-out for outdoor air conditioning units | EC000261 | 9868550 | Rittal | 800 | 1600 | 800 | 112 | x |  |  | 1880 | 2021-05-01 | 2224 | 1 | piece(s) | 4028177962712 | PCE |  |  |  | 94032080
9888500 | CS | Toptec BHT 800x1800x800 mm outdoor housing, based on TS8 | CS TopTec Enclosure WHD: 800x1800x800 mm closed | EC000261 | 9888500 | Rittal | 800 | 1800 | 800 | 115 | x |  |  | 1152 | 2021-05-01 | 2235 | 1 | piece(s) | 4028177962705 | PCE |  |  |  | 94032080
9888550 | CS | Toptec BHT 800x1800x800 mm outdoor housing, based on TS8, with cutout | CS TopTec Enclosure WHT: 800x1800x800 mm with cut-out for outdoor air conditioning units | EC000261 | 9888550 | Rittal | 800 | 1800 | 800 | 122 | x |  |  | 1969.8 | 2021-05-01 | 2298 | 1 | piece(s) | 4028177962699 | PCE |  |  |  | 94032080